## GD
ESTIMATE
Division | : | Vadodara Electrical Division, Vadodara.
Fund Head | : | 2075 VVIP/DEPOSIT/GRANTED
Major Head | :
Minor Head | :
Sub Head | :
Estimate framed in the office of the Executive Engineer, Vadodara Electrical Division,Vadodara, for the probable expenditure to be incurred in Providing Temporary EI with Standby DG Set for virtual P.M. Programme of property Card Distribution at BAPS Swaminarayan Temple at Dabhoi Dist.Vadodara.
|  |  | Total Rs. | 168785.6955
Administ. Approved Under | :
Technical Sanction Under | :
Estimate Prepared by | : | Smt. Shilpa Prajapati (A.E)
Vadodara Elect. Sub Division, Vadodara.
Estimate Checked by | :
Vadodara Elect. Division, Vadodara.
Call/Authority | : | letter of Colllector Ofice , Vadodara .o/w no. ADM/MYSE/ VASHI/152/2025 Dt: 16-01-2025
General Description
This estimate is framed to meet with the probable cost of Providing Providing Temporary EI with Standby DG Set for virtual P.M. Programme of property Card Distribution at BAPS Swaminarayan Temple at Dabhoi Dist.Vadodara.

## EST
ESTIMATE
Name of Work | Providing Temporary EI with Standby DG Set for virtual P.M. Programme of property Card Distribution at BAPS Swaminarayan Temple at Dabhoi Dist.Vadodara.
SR. NO. | Quantity | SOR NO. | Item Description | Per | Rate as Per RA | Amount
1 | 52 | 11-1-48. | Hire charges for LED Flood Light Fittings with High Power White LEDs wattage of 1 Watt and above assemble on single MCPCB, efficiency more than 130 Im/w and corrosion free high pressure die cast aluminium housing with smooth finish powder coated and heat sink extruded aluminium with diffuser and Polycarbonate optics/lenses with company mark/name engraved or embossed 120 to 300 V, Power factor more than 0.95, THD<10%, CCT 5000 K to 5700K, Uniformity ratio >0.45, Luminaire efficiency > 85 Lumens/Watt, LED driver efficiency >85%. CREE/OSRAM/PHILLIPS Lumileds /NICHIA/SEOUL/BridgeLux(U.S.A) make LED used for luminaire. (Each fitting required LM-79 & LM-80 Certificates) (B) Flood Light (IP-65), Surge -4KV ( e ) Above 150 watts to 240 watts Cat-III | 1st Day /Nos | 1243.5625 | 64665.25
2 | 8 | 11-1-3 | Hire charges for providing erecting and dismantling temporary illumination consisting of the LED tube lights 22 watt minimum complete withlead wires |  | 21.4625 | 171.7
3 | 8 | '11-1-16 | Higher charges for providing erecting and Removing after use of good running condition 300 mm/ 400 mm size low noise oscillation type pedestal fan of good condition. |  | 308.05 | 2464.4
4 | 10 | '11-1-17 | Hire charges for providing, & erecting and dismantling after use of good running condition 600mm/900mm heavy duty air-circulator pedestal type fan of good running condition. |  | 267.65 | 2676.5
5 | 20 | 11-1-19. | Hire charges for providing for temporary plug point with 5/15Amp plug switch combined, erected in wooden board complete | 1st Day /Nos | 27.775 | 555.5
6 | 4 | 11-1-20/P | Hire charges for providing erecting and dismantling after use in good running condition with necessary interconnecting wire/cable on panel board. (P) Distribution Boards 3 phase 440V 6A/32A (i) 4 - 6 Way | 1st Day /Nos |  | 0
7 | 2 |  | (A) D.P. Switch 16A/32A, 230V | 1st Day /Nos | 34.0875 | 68.175
8 | 2 |  | (P) Distribution Boards 3 phase 440V 6A/32A (i) 4 - 6 Way |  | 97.2125 | 194.425
9 | 2 |  | (Q) Distribution Boards 3 phase 440V 6A/32A (ii) 8-12 Way |  | 171.7 | 343.4
10 | 2 | 11-1-21 | Hire charges for providing erecting and dismantling after use in good running condition. Section pillar fabricated from 16 SWG thick M.S. Sheet with 40 x 40 x 6 mm thick angle iron legs with 12 mm thick bakelite / wooden sheet erected complete with following sizes (b) Section pillar having size 75 x 60 x 45 |  | 321.9375 | 643.875
11 | 7 | 11-1-49. | Hire charges for providing & dismantling earth pit of minimum bore dia.150mm size approved make Earthing Electrode consisting Pipe-in-Pipe Technology as per IS 3043-1987 made of corrosion free G.I.Pipes having Outer pipe dia of 50mm having 80-200 Micron galvanizing, Inner pipe dia of 25 mm having 200-250 Micron galvanizing, connection terminal dia of 12mm with constant ohmic value surrounded by highly conductive compound with high charge dissipation suitable for following type of applications(a) For Electrical Installation up to 440V in normal soil Length of pipe - 1 Mtr Back filling compound - 1 Nos Bag of 15 Kg. |  | 802.95 | 5620.65
12 | 550 | 11-1-24 | Hire charges for providing, erecting & dismantling after use of good running condition for PVC copper /Aluminium wire mains with suitable copper PVC 1.5 / 2.5 Sq.mm earth wire of following size |  | 3.7875 | 2083.125
13 | 185 |  | (A) 2 wire 1 /1.5 / 2.5 Sq.mm Copper |  | 5.05 | 934.25
14 | 165 |  | (C) 2 wire 4 /6 Sq.mm Copper |  | 13.8875 | 2291.4375
15 | 185 |  | (I) 4 wire 10 Sq.mm Copper |  | 17.675 | 3269.875
|  | 11-1-25 | Hire charges for providing erecting as per direction of Engineer in charge dismantling after use of good running condition for temporary power supply the XLPE insulated armoured cable Aluminium conductor of following size. |  |  | 0
16 | 140 |  | (B) 4 Core 4 / 6 / 10 Sq.mm |  | 17.675 | 2474.5
17 | 140 |  | (E) 3 1/2 Core 50 / 70 Sq.mm |  | 32.825 | 4595.5
|  | 11-1-28 | Hire charges for providing, erecting with necessary connection and dismantling after user of good running ELCBs/RCCBs conforming to IS 12640 and having sensitivity of 30 ma and short circuit withstand capacity of 6 KA and Suitable for operation on 3 Phase and neutral 415V having characteristic of quick action & tripping with all advance feature & do not incorporate any electronic component for following Max rating |  |  | 0
18 | 2 |  | (A) 40 Amps FP [Cat.II] |  | 171.7 | 343.4
19 | 1 |  | (B) 63 Amps FP [Cat.II] |  | 204.525 | 204.525
|  | 11-1-30 | Hire charges for providing, erecting with necessary connection and dismantling after user of good running Supplying & erecting approved make Four Pole 415V change over switch interior for panel mounting with operating mechanism A.C. 23 duty confirming to I. S.S. for |  |  | 0
20 | 1 |  | (D) 200 A [Cat.II] |  | 427.9875 | 427.9875
21 | 1 | 11-01-31. | Hire charges for Providing & erecting weather proof, dust & vermin proof / floor mounted Front operated outdoor type cubical Panel board having IP 64 protection made from 14 SWG thick CRC MS sheet for outer body and doors, 16 SWG thick CRC MS Sheet for internal partition with neccessary supporting angles, flats including cutting.bending , drilling, welding revetting, with internal Partition and cable alley as per requirement & instruction of Engineer in charge with SUPPLY AND ERECTION OF of following type switchgears /busbars with suitable size of inter connecting PVC copper wire/ copper strips,rubber grommets,rib,earth bus and earth bolt, foundation flange- bolts - base plates, sufficient Nos. of Hinged doors, handles with locking arrangement &rubber gasket complete .The panel shall be painted with epoxy powder coating and have Cu. Busbar strips . Each bus bar should insulated by color coded sleeve. WITH PHASE INDICATING Lamps--- Digital Multi function meter - Voltage, Amperes & Frequency only) with CTs coils) Each panel will contain earth bus and earth bolts with danger notice board. |  | 8559.75 | 8559.75
|  |  | [C] Power Distribution Cubical Panel with main incomer 125A also with change over switch of 125A TPN MCCB - 1 Nos., 200 A Alum. Busbar, Outgoing 16A SP MCB 10 KA - 6 Nos, [Panel size 800mm H x 600 mm W x 350 mm D] |  |  | 0
22 | 6 | 11-1-39 | Hire charges for providing erecting and dismantling after use of good running Tower type /Split type Air-Conditioning machine complete with erection gas charging etc. (a) 1.5-2 ton for one day as per instruction of engineer. |  | 2461.875 | 14771.25
23 | 1 | 11-2-2 | Hire charges for440V A.C generating set following capacity with necessary fuel, mains, switchgears & accessories complete running on load / no load with acoustic sound proof enclosure etc as per requirement. With transportation charges up to 30 kms. |  | 25679.25 | 25679.25
|  |  | [F] 125 KVA |  |  | 0
|  |  | Total Rs. |  |  | 143038.725
|  |  | 18% GST |  |  | 25746.9705
|  |  | Say Rs. |  |  | 168785.6955
Assistant Engineer |  |  | Dy.Executive Engineer |  | Executive Engineer
Vadodara Elect. Sub Division |  |  | Vadodara Elect. Sub Division |  | Vadodara Elect Division
R&B Department ,Vadodara |  |  | R&B Department ,Vadodara |  | R&B Department ,Vadodara

## RA
Rate Analysis
Name of Work :- |  | Providing Temporary EI with Standby DG Set for virtual P.M. Programme of property Card Distribution at BAPS Swaminarayan Temple at Dabhoi Dist.Vadodara.
Sr.No | SOR NO. | Description of Item | SOR Rate Rs. | (1st Day) Rate with 1%LC | (1st Day) Rate with 1%LC | 25% of 1st Day(rehersal) | Total Rate
1 | 11-1-48. | flood light | 985 | 9.85 | 994.85 | 248.7125 | 1243.5625
1 | 11-1-19. | led tube light | 17 | 0.17 | 17.17 | 4.2925 | 21.4625
|  | pedestl type Fan low noise | 244 | 2.44 | 246.44 | 61.61 | 308.05
|  | pedestl type Fan heeavy duty | 212 | 2.12 | 214.12 | 53.53 | 267.65
|  | 5/15Amp plug | 22 | 0.22 | 22.22 | 5.555 | 27.775
|  | D.P. Switch 16A/32A | 27 | 0.27 | 27.27 | 6.8175 | 34.0875
|  | Distribution Boards 3 phase 440V 6A/32A (i) 4 - 6 Way | 77 | 0.77 | 77.77 | 19.4425 | 97.2125
2 | 11-1-20/P. | (ii) 8-12 Way | 136 | 1.36 | 137.36 | 34.34 | 171.7
|  | Section pillar fabricated 40 x 40 x 6 | 255 | 2.55 | 257.55 | 64.3875 | 321.9375
|  | pipe type earthing | 636 | 6.36 | 642.36 | 160.59 | 802.95
|  | (A) 2 wire 1 /1.5 / 2.5 Sq.mm Copper | 3 | 0.03 | 3.03 | 0.7575 | 3.7875
|  | (C) 2 wire 4 /6 Sq.mm Copper | 4 | 0.04 | 4.04 | 1.01 | 5.05
|  | (I) 4 wire 10 Sq.mm Copper | 11 | 0.11 | 11.11 | 2.7775 | 13.8875
|  | (B) 4 Core 4 / 6 / 10 Sq.mm | 14 | 0.14 | 14.14 | 3.535 | 17.675
|  | (E) 3 1/2 Core 50 / 70 Sq.mm | 26 | 0.26 | 26.26 | 6.565 | 32.825
|  | ELCB(A) 40 Amps FP [Cat.II] | 136 | 1.36 | 137.36 | 34.34 | 171.7
|  | ELCB(B) 63 Amps FP [Cat.II] | 162 | 1.62 | 163.62 | 40.905 | 204.525
|  | CHANGE OVER SWITCH(D) 200 A [Cat.II] | 339 | 3.39 | 342.39 | 85.5975 | 427.9875
|  | [C] Power Distribution Cubical Panel with main incomer 125A also with change over switch of 125A TPN MCCB - 1 Nos., 200 A Alum. Busbar, Outgoing 16A SP MCB 10 KA - 6 Nos, [Panel size 800mm H x 600 mm W x 350 mm D] | 6780 | 67.8 | 6847.8 | 1711.95 | 8559.75
|  | TOWER TYPE AC | 1950 | 19.5 | 1969.5 | 492.375 | 2461.875
|  | D.G. SET ( 125 KVA) | 20340 | 203.4 | 20543.4 | 5135.85 | 25679.25
| Assistant Engineer |  | Dy.Executive Engineer |  |  | Executive Engineer
| Vadodara Elec. Sub Division |  | Vadodara Elect. Sub Division |  |  | Vadodara Elect Division
| R&B Department ,Vadodara |  | R&B Department ,Vadodara |  |  | R&B Department ,Vadodara

## LED TV
CHAPTER-XI TEMPORARY ILLUMINATION,A/C,PUBLIC ADDRESS AUDIO/ VIDEO & STANDBY POWER SYSTEM
(Rates included GST/Service Tax)
NOTES
1 | The rates for temporary D.G,sound ,E.I. ,A.C. , LED, TV, Multi media are applicable for 1st day including preparatory & testing period & no additional amount shall be paid for that but for rehearsal if ask by authority, additional amount shall be paid 25% of first day rental charges.
2 | (i) For the second day of function , 40% of first day rent shall be considered. (ii) For each additional day after Second day of function but not exceeding 15 days, 15% of first day rental cost will be considered.
3 | After 15 days 5% of 1st day rental cost will be limited do 80% of full rate of newly purchased equipments .For more than above days,it is necessary to have consent letter of administrative authority.
4 | Testing of all temporary arrangement will be positively given before 12 hours start of function or rehearsal (if ask by concerned Authority) .
5 | For D.G. set, rental rates are applicable for first day. (1)For next subsequently 7 days ,90% of first day rental charges will be applied (2)from 8th day ,80% of the 1st day rental charges shall be applied and no additional amount will be paid for preparation & testing periods except rehearsal if required.
6 | The above rates are for the function with on load working of DG set up to 5 hours per day and if the DG set is to be used continuously on load mote 5 hours per day then for each 5 KVA of DG set add Rs 60.00 per hour operation to be paid extra.
7 | Necessary certificate from electrical inspector will be taken by concern Agency before 4 hours starting from function / rehearsal positively .
8 | The rate for DG Set included transportation charges for up to 30 kms from Concern Division H.Q. to function place and back. Add Rs . 500/- for additional 30 kms. Block.
9 | The items which are not included in SOR the higher charges should be derived as 10% of total cost of item for 1 st day.
10 | All switchgears,cables,wires, fittings & Lamps with accessories etc must be ISI MARKED Positively.
11 | Rates is inclusive of material, labour, supervision, liaison, transportation -overheads and All taxes including GSTexcept 1% labour cess.
11-1-1 | Hire charges for providing erecting temp LED light 10 mm bulbs approved high glow with complete wiring with auto changer reverse and after good use dismantling.
| (A) Strip Light. (Minimum 38 Lamps / Mtr.) | 1st Day /RMT | 0 | 21 | 21
| (B) Series Light. (Minimum 5 Lamps / Mtr.) | 1st Day /RMT | 0 | 3 | 3
| (C) Rope Light. (Minimum 15 Lamps. / Mtr.) | 1st Day /RMT | 0 | 7 | 7
| (D) Decorative LED design light on board | 1st Day /lamp | 0 | 1 | 1
| (E) Decorative LED palm piece | 1st Day /piece | 0 | 250 | 250
11-1-2 | Hire charges for providing erecting and dismantling temporary illumination, consisting of strip lights complete with holders, bulbs up to 40Watt lamp of different colours complete with necessary lead wires erected and dismantled. | 1st Day / No | 0 | 3 | 3
11-1-3-a | Hire charges for providing erecting and dismantling temporary illumination consisting of the LED tube lights 22 watt minimum complete withlead wires | 1st Day / No | 0 | 20 | 20
11-1-3-b | For use of decorative tube in place of simple tube | 1st Day | 0 | 13 | 13
11-1-4 | Hire charges for providing erecting and dismantling temporary illumination consisting of flood light fitting up to 100 Watt complete with holders lead wires, incandescent lamp with different colours with indoor / outdoor type | 1st Day /Nos | 0 | 17 | 17
11-1-5 | Hire charges for providing erecting and dismantling temporary illumination consisting of halogen fitting 500 Watt / 85 watt retrofit CFL lamp/60watt LED lamp with suitable size Al. reflector complete with holders tube and lead wires. (outdoor Type) | 1st Day /Nos | 0 | 60 | 60
11-1-6-b | Hire charges for providing erecting and dismantling temporary illumination consisting of halogen fitting 1000 Watt complete with holders tube and lead wires. (Outdoor Type) | 1st Day /Nos | 0 | 80 | 80
11-1-7 | Hire Charges for heavy duty flood light luminaire comprises die cast aluminium body with heat resistant toughened front glass, silicon rubber gasket, electromechanically brightened anodised aluminium reflector , hot deep galvanized M.S. cradle clamp with suitable size of necessary control gear box having choke, capacitor, holder, lamp etc. complete.
| (A) Suitable for One No. 70 watt HPSV / Metal helide lamp | 1 St.Day./no | 0 | 193 | 193
| (B)Suitable for One No. 150 watt HPSV / Metal helide lamp | 1 St.Day./no | 0 | 270 | 270
| (C)Suitable for One No. 250 watt HPSV / Metal helide lamp | 1 St.Day./no | 0 | 300 | 300
| (D)Suitable for One No. 400 watt HPSV / Metal helide lamp | 1 St.Day./no | 0 | 483 | 483
11-1-8 | Hire charges for providing erecting and dismantling after use of good running condition for the HPSV street light fitting with necessary accessories and lamps with fixing arrangement as per direction of engineer incharge
| (a) suitable for 70 watt | 1 St.Day./no | 0 | 115 | 115
| (b) suitable for 150 watt | 1 St.Day./no | 0 | 138 | 138
| (b) suitable for 250 watt | 1 St.Day./no | 0 | 174 | 174
| (b) suitable for 400 watt | 1 St.Day./no | 0 | 269 | 269
11-1-9 | Providing and fixing chaser to give running erected to strip light and min up to load of 5 KW | 1 St.Day./no | 0 | 176 | 176
11-1-10 | Hire charges for providing, erecting and dismantling after use in good running condition for temp. arrangement of city colour HMI light with necessary KW capacity Lamps with its control panel and wiring and operating complete.
| (a) 2 / 2.50 Kw. | 1 St.Day./no | 0 | 10450 | 10450
| (a) 4.0 Kw. | 1 St.Day./no | 0 | 17050 | 17050
11-1-11 | Hire charges for providing, erecting as per direction of Engineer in charge and dismantling after use in good running condition with providing temp illumination by CYBER / SCANNER lights of 1200 watt rotating mechanism controlled by microprocessor base pre programmed controllers with suitable data control. and power cables and connections. | 1 St.Day./no | 0 | 8250 | 8250
11-1-12 | Hire charges for providing, erecting & dismantling Sharpy Moving Head light 200-440 w 20R(Beam,Spot,Wash)3-in-1 hybrid with necessary wiring & controller as required and as per instruction of engineer-incharge | 1 St.Day./no | 0 | 7500 | 7500
11-1-13 | Hire charges for providing & dismantling temp. three light consisting Neon / LED Light with electronically controlled effects(Par light) complete erected with necessary supports with connection & necessary controller .
11-1-13-A | (a) 50 to 150 Watt | 1st. Day Per No. |  | 1200 | 1200
11-1-13-B | (b) above 150 Watt | 1st. Day Per No. |  | 1800 | 1800
11-1-14-A | Hire charges for providing erecting and dismantling after use of good running condition 1200 mm / 1400 mm size ceiling fan with down rod and clamp complete | 1st Day /Nos | 0 | 80 | 80
Add.10% more for erection in dome
'11-1-14-B | Higher charges for providing erecting and Removing after use of good running condition 300 mm/ 400 mm size low noise oscillation type pedestal fan of good condition. | 1st Day /Nos | 0 | 287.5 | 287.5
'11-1-14-C | Hire charges for providing, & erecting and dismantling after use of good running condition 600mm/900mm heavy duty air-circulator pedestal type fan of good running condition. | 1st Day /Nos | 0 | 250 | 250
'11-1-14-D | Hire charges for providing erecting and dismantling after use of good running condition Desert Cooler complete with necessary water filling arrangements with stand & 3 core wire with top etc.. | 1st Day /Nos | 0 | 500 | 500
11-1-15 | Hire charges for providing for temporary plug point with 5/15Amp plug switch combined, erected in wooden board complete | 1st Day /Nos | 0 | 25 | 25
11-1-16 | Hire charges for providing erecting and dismantling after use in good running condition with necessary interconnecting wire/cable on panel board.
| (a) D.P. Switch 16A/32A, 230V | 1st Day /Nos | 0 | 31 | 31
| (b) T.P. Switch with neutral 16A/32A 440V | 1st Day /Nos | 0 | 40 | 40
| (C ) T.P. Switch with neutral 63A/200A 440V | 1st Day /Nos | 0 | 80 | 80
| (d) TPN Switch 200A/250A, 400V | 1st Day /Nos | 0 | 250 | 250
| (e) BUSBAR (i) 63 Amp to 100 Amp. Up to 1 Mtr. | 1st Day /Nos | 0 | 120 | 120
| (e) BUSBAR (i) 63 Amp to 100 Amp. Above 1 Mtr. | 1st Day /Nos | 0 | 150 | 150
| (e) BUSBAR (ii) 200 Amp. Up to 1 Mtr. | 1st Day /Nos | 0 | 208 | 208
| (e) BUSBAR (ii) 200 Amp. Above 1 Mtr. | 1st Day /Nos | 0 | 245 | 245
| (f) Change Over Switches 4 Pole 440 V (i) 16 A - 32 A | 1st Day /Nos | 0 | 60 | 60
| (f) Change Over Switches 4 Pole 440 V (ii) 63 A | 1st Day /Nos | 0 | 170 | 170
| (f) Change Over Switches 4 Pole 440 V (iii) 100A - 125A | 1st Day /Nos | 0 | 280 | 280
| (f) Change Over Switches 4 Pole 440 V (iv) 200A - 300A | 1st Day /Nos | 0 | 450 | 450
| (g) Change Over Switches 4 Pole 440 V (v) 400 A | 1st Day /Nos | 0 | 790 | 790
| (h) Change Over Switches 4 Pole 440 V (vi) 630A | 1st Day /Nos | 0 | 1230 | 1230
| (I) Change Over Switches 4 Pole 440 V (vii) 800A | 1st Day /Nos | 0 | 1540 | 1540
| (j) Distribution Boards 3 phase 440V 6A/32A (i) 4 - 6 Way | 1st Day /Nos | 0 | 90 | 90
| (k) Distribution Boards 3 phase 440V 6A/32A (ii) 8-12 Way | 1st Day /Nos | 0 | 160 | 160
| (l) MCB Distribution boards Three phase 230V, (i) 4 -6 -8 Way | 1st Day /Nos | 0 | 290 | 290
11-1-17-b | Hire charges for providing erecting and dismantling after use in good running condition. Section pillar fabricated from 16 SWG thick M.S. Sheet with 40 x 40 x 6 mm thick angle iron legs with 12 mm thick bakelite / wooden sheet erected complete with following sizes (b) Section pillar having size 75 x 60 x 45 | 1st Day /Nos | 0 | 300 | 300
11-1-17-c | Hire charges for providing erecting and dismantling after use in good running condition. Section pillar fabricated from 16 SWG thick M.S. Sheet with 40 x 40 x 6 mm thick angle iron legs with 12 mm thick bakelite / wooden sheet erected complete with following sizes (c ) Section pillar having size 60 x 30 x 45 | 1st Day /Nos | 0 | 170 | 170
11-1-18 | Hire charges for providing & dismantling pipe type earthing for temporary electrical installation having G.I. pipe, erected in earth pit with necessary salt & charcoal & necessary earth wire. | 1st day | 0 | 115 | 115
11-1-19 | Hire charges for providing, erecting & dismantling after use of good running condition for PVC copper /Aluminium wire mains with suitable copper PVC 1.5 / 2.5 Sq.mm earth wire of following size
| (a) 2 wire 1 /1.5 / 2.5 Sq.mm Copper | 1st. Day Per RMT. | 0 | 3.25 | 3.25
| (a) 2 wire 1 /1.5 / 2.5 Sq.mm Aluminium | 1st. Day Per RMT. | 0 | 0.5 | 0.5
| (b) 2 wire 4 /6 Sq.mm Copper | 1st. Day Per RMT. | 0 | 4.25 | 4.25
| (b) 2 wire 4 /6 Sq.mm Aluminium | 1st. Day Per RMT. | 0 | 0.9 | 0.9
| (c) 4 wire 4 Sq.mm Copper | 1st. Day Per RMT. | 0 | 7.4 | 7.4
| (c) 4 wire 4 Sq.mm Aluminium | 1st. Day Per RMT. | 0 | 1.9 | 1.9
| (d) 4 wire 6 Sq.mm Copper | 1st. Day Per RMT. | 0 | 10.75 | 10.75
| (d) 4 wire 6 Sq.mm Aluminium | 1st. Day Per RMT. | 0 | 3.1 | 3.1
| (e) 4 wire 10 Sq.mm Copper | 1st. Day Per RMT. | 0 | 12.9 | 12.9
| (e) 4 wire 10 Sq.mm Aluminium | 1st. Day Per RMT. | 0 | 4.4 | 4.4
11-1-20-A | Hire charges for providing erecting as per direction of Engineer in charge dismantling after use of good running condition for temporary power supply the XLPE insulated armoured cable Aluminium conductor of following size.
| (a) 2 Core 10 Sq.mm | 1st Day /Mtr. | 0 | 11.8 | 11.8
| (b) 4 Core 4 / 6 / 10 Sq.mm | 1st Day /Mtr. | 0 | 16 | 16
| (c) 4 Core 16 / 25 Sq.mm | 1st Day /Mtr. | 0 | 18.1 | 18.1
| (d) 3 1/2 Core 35 Sq.mm | 1st Day /Mtr. | 0 | 21.5 | 21.5
| (e) 3 1/2 Core 50 / 70 Sq.mm | 1st Day /Mtr. | 0 | 30 | 30
| (f) 3 1/2 Core 95 / 120 Sq.mm | 1st Day /Mtr. | 0 | 45.25 | 45.25
| (g) 3 1/2 Core 150 / 185 Sq.mm | 1st Day /Mtr. | 0 | 61.25 | 61.25
11-1-20-B | Hire charges for providing, erecting as per direction of Engineer-in-charge, dismantling after use of good running condition for temporary power supply, the XLPE insulated armoured. cable multistrand Copper conductor of following size
| (a) 3 1/2 Core 35 Sq.mm | 1st Day /Mtr. | 0 | 50 | 50
| (b) 3 1/2 Core 50 Sq.mm | 1st Day /Mtr. | 0 | 75 | 75
| (c) 4 Core 16 Sq.mm | 1st Day /Mtr. | 0 | 93.75 | 93.75
| (d) 4 Core 25 Sq.mm | 1st Day /Mtr. | 0 | 43.75 | 43.75
11-1-21 | Hire charges for providing, erecting with necessary connection and dismantling after user of good running ELCBs/RCCBs conforming to IS 12640 and having sensitivity of 30 Ma and Short circuit withstand capacity of 6 KA and suitable for operation on single phase 240 V having characteristic of quick action & tripping with all advance feature & do not incorporate any electronic component for following Max rating
| (ii) 40 Amps D.P [Cat.II] | 1st Day /Nos. | 0 | 140 | 140
| (iii) 63 Amps D.P [Cat.II] | 1st Day /Nos. | 0 | 175 | 175
11-1-22 | Hire charges for providing, erecting with necessary connection and dismantling after user of good running ELCBs/RCCBs conforming to IS 12640 and having sensitivity of 30 ma and short circuit withstand capacity of 6 KA and Suitable for operation on 3 Phase and neutral 415V having characteristic of quick action & tripping with all advance feature & do not incorporate any electronic component for following Max rating
| (ii) 40 Amps FP [Cat.II] | 1st Day /Nos. | 0 | 160 | 160
| (iii) 63 Amps FP [Cat.II] | 1st Day /Nos. | 0 | 190 | 190
| (iv) 100 Amps FP (100m A Sensitivity) [Cat.II] | 1st Day /Nos. | 0 | 245 | 245
11-1-23 | Hire charges for providing, erecting with necessary connection and dismantling after user of good running Approved make Four Pole LT Heavy Duty Switch Disconnector Fuse Unit Cubical type for panel mounting complete with operating mechanism suitable to operate on 415 V AC 23A duty with HRC fuses of suitable load confirming to I.S 13947 (Part I & III) of following capacities.
| (a) 32 Amp [Cat.II] | 1st Day /Nos. | 0 | 125 | 125
| (b) 63 Amp [Cat.II] | 1st Day /Nos. | 0 | 160 | 160
| © 125 Amp [Cat.II] | 1st Day /Nos. | 0 | 250 | 250
| (d) 200 Amp [Cat.II] | 1st Day /Nos. | 0 | 350 | 350
| (e) 250 Amp [Cat.II] | 1st Day /Nos. | 0 | 450 | 450
| (f) 315 / 320 Amp [Cat.II] | 1st Day /Nos. | 0 | 500 | 500
| (g) 400 Amp [Cat.II] | 1st Day /Nos. | 0 | 650 | 650
| (h) 630 Amp [Cat.II] | 1st Day /Nos. | 0 | 990 | 990
| (i) 800 Amp [Cat.II] | 1st Day /Nos. | 0 | 1150 | 1150
11-1-24 | Hire charges for providing, erecting with necessary connection and dismantling after user of good running Supplying & erecting approved make Four Pole 415V change over switch interior for panel mounting with operating mechanism A.C. 23 duty confirming to I. S.S. for
| (a) 32 - 40 A [Cat.II] | 1st Day /Nos. | 0 | 130 | 130
| (b) 63 A [Cat.II] | 1st Day /Nos. | 0 | 180 | 180
| (c) 100 - 125 A [Cat.II] | 1st Day /Nos. | 0 | 300 | 300
| (d) 200 A [Cat.II] | 1st Day /Nos. | 0 | 400 | 400
| (f) 315 / 320 A [Cat.II] | 1st Day /Nos. | 0 | 600 | 600
| (g) 400 A [Cat.II] | 1st Day /Nos. | 0 | 750 | 750
| (h) 630 A [Cat.II] | 1st Day /Nos. | 0 | 1100 | 1100
| (i) 1000 A [Cat.II] | 1st Day /Nos. | 0 | 1250 | 1250
11-01-25. | Hire charges for Providing & erecting weather proof, dust & vermin proof / floor mounted Front operated outdoor type cubical Panel board having IP 64 protection made from 14 SWG thick CRC MS sheet for outer body and doors, 16 SWG thick CRC MS Sheet for internal partition with neccessary supporting angles, flats including cutting.bending , drilling, welding revetting, with internal Partition and cable alley as per requirement & instruction of Engineer in charge with SUPPLY AND ERECTION OF of following type switchgears /busbars with suitable size of inter connecting PVC copper wire/ copper strips,rubber grommets,rib,earth bus and earth bolt, foundation flange- bolts - base plates, sufficient Nos. of Hinged doors, handles with locking arrangement &rubber gasket complete .The panel shall be painted with epoxy powder coating and have Cu. Busbar strips . Each bus bar should insulated by color coded sleeve. WITH PHASE INDICATING Lamps--- Digital Multi function meter - Voltage, Amperes & Frequency only) with CTs coils) Each panel will contain earth bus and earth bolts with danger notice board. | 1st Day /Nos.
11-01-25a | [A] Cubical panel with main interior 400 A 4 pole on load Changeover switch and 400 A SFU/MCCB with four nos of 40 A DP MCB and four nos of 40 A FP MCB as standard outgoing. Other outgoing is to be incorporated as demanded by engineer in charge and rate for the same is to be taken extra in addition to this. | 1st Day /Nos. |  | 22000 | 22000
11-1-25b | [B] Cubical panel with main interior 250 A 4 pole on load Changeover switch and 250A SFU/MCCB with four nos of 40 A DP MCB and four nos of 40 A FP MCB as standard outgoing. Other outgoing is to be incorporated as demanded by engineer in charge and rate for the same is to be taken extra in addition to this.(Refer item no 11-1-26 & 11-1-27) | 1st Day /Nos. |  | 12000 | 12000
11-1-25c | [C] Power Distribution Cubical Panel with main incomer 125A also with change over switch of 125A TPN MCCB - 1 Nos., 200 A Alum. Busbar, Outgoing 16A SP MCB 10 KA - 6 Nos, [Panel size 800mm H x 600 mm W x 350 mm D] | 1st Day /Nos. |  | 8000 | 8000
11-1-26. | 63/100 A Four Pole Moulded Case Circuit Breaker with spreader terminal and indication lamp mounted on cubical panel with complete proper termination . | 1st Day /Nos. |  | 885.29 | 885.29
11-1-27. | 200 A Four Pole Moulded Case Circuit Breaker with spreader terminal and indication lamp mounted on cubical panel with complete proper termination . | 1st Day /Nos. |  | 1916.5 | 1916.5
Temp. Air Conditioning Machine
11-1-28 | Hire charges for providing erecting and dismantling after use of good running condition Air Conditioning ductable type AC Machine complete with erection, gas charging etc having capacity up to 8.5 Ton | 1st day / Per Ton | 0 | 2300 | 2300
11-1-29 | Hire charges for providing , erecting and dismantling after use of good running condition 14" flexible 600 GSM,SRF duct for ductable types ac machine one as per instruction of engineer in charge. | 1st day / Per Rn.Mtr | 0 | 325 | 325
11-1-30 | Hire charges for providing, erecting and dismantling after use 1.0 / 1.5 ton window type Air-conditioning machine complete with temporary frame and fabrication work & required materials to achieve cooling temp. | 1st day / No. | 0 | 815 | 815
11-1-31 | Hire charges for providing erecting and dismantling after use of good running condition temporary wooden frame made of teakwood for proper support of provide window AC unit blocking the side openings around the unit by hard wood / plywood & placing the provided unit in approved manner complete. | 1st day | 0 | 690 | 687.5
11-1-32 | Hire charges for providing, erecting and dismantling after use portable type Air-conditioning machine complete with erection ,gas charging and required flexible duct & required drain system etc. for 0.75 /1.0 Ton per one day as per instruction of engineer in charge. | 1st day / No. | 0 | 1900 | 1900
11-1-33 | Hire charges for providing erecting and dismantling after use of good running Tower type /Split type Air-Conditioning machine complete with erection gas charging etc. (a) 1.5-2 ton for one day as per instruction of engineer. | 1st day / No. | 0 | 3500 | 3500
11-1-34 | Hire charges for providing erecting and dismantling after use of good running condition Tower type/ split type Air-conditioning machine complete with erection, gas charging etc. (b) 3/4/5 Ton for one day as per instruction of engineer. | 1st day / No. | 0 | 7000 | 7000
11-1-35-A | Hire Charges for providing 90 Ltr capacity refrigerator complete with M.S. stand if necessary connected with main switchgear & connecting earthing. | 1st day / No. | 0 | 940 | 940
11-1-35-B | Hire Charges for providing 165 Ltr capacity refrigerator complete with M.S. stand if necessary connected with main switchgear & connecting earthing. | 1st day / No. | 0 | 1190 | 1190
11-1-35-C | Hire Charges for providing 250 / 280 Ltr capacity refrigerator complete with M.S. stand if necessary connected with main switchgear & connecting earthing. | 1st day / No. | 0 | 1375 | 1375
11-1-36 | Hire charges for providing 150 Ltr. Capacity water cooler with candle type water filter & M.S. Stand with minor plumbing work, connected with main switchgear and connecting earthing. | 1st day / No. | 0 | 1100 | 1100
11-1-37. | Hire charges for Supplying and erecting 19 / 20 mm. nominal bore Medium Class M.S. Pipe down rod erected with fan clamp/hook duly painted for fan complete with necessary 24/ O.20, 3 core flexible wire with earthing and installed in proper way to ensure vibration free movement.. | Rn Mtr | 0 | 13 | 13
11-1-38. | Hire charges for Supplying and erecting ISI mark Medium class RIGID PVC /Flexible Pipes erected on/in wall or ceiling erected with necessary fittings & boxes fixed with adhesive solution & Clamps in approved manner as directed | Rn Mtr |  | 3 | 3
11-1-39. | Hire Charges for Providing,erecting &,commissioning & dismantling AHU(Air Handling Unit) for circulating air as part of air conditioning system upto 34 ton i.e four units of 8.5 ton. | 1st day / No. |  | 15000 | 15000
11-1-40a | Hire charges for LED Flood Light Fittings with High Power White LEDs wattage of 1 Watt and above assemble on single MCPCB, efficiency more than 130 Im/w and corrosion free high pressure dia cast aluminum housing with smooth finish powder coated and hit sink extruded aluminum with diffuser and Polycarbonate optics/lenses with company mark/name engraved or embossed 120 to 300 V, Power factor more than 0.95, THD<10%, CCT 5000 K to 5700K, Uniformity ratio >0.45, Luminaire efficiency > 85 Lumens/Watt, LED driver efficiency >85%. CREE/OSRAM/PHILLIPS Lumileds /NICHIA/SEOUL/BridgeLux(U.S.A) make LED used for luminaire. (Each fitting required LM-79 & LM-80 Certificates) (B) Flood Light (IP-65), Surge -4KV ( e ) Above 150 watts to 240 watts Cat-III | 1st day / No. |  | 1162 | 1162
11-1-40b | ( e ) Above 100watts to 120 watts Cat-III | 1st day / No. |  | 780 | 780
11-1-40c | ( e ) Above 70 watts to 90 watts Cat-III | 1st day / No. |  | 655 | 655
11-1-41. | Hire charges for providing & dismantling earth pit of minimum bore dia.150mm size approved make Earthing Electrode consisting Pipe-in-Pipe Technology as per IS 3043-1987 made of corrosion free G.I.Pipes having Outer pipe dia of 50mm having 80-200 Micron galvanizing, Inner pipe dia of 25 mm having 200-250 Micron galvanizing, connection terminal dia of 12mm with constant ohmic value surrounded by highly conductive compound with high charge dissipation suitable for following type of applications(a) For Electrical Installation up to 440V in normal soil Length of pipe - 1 Mtr Back filling compound - 1 Nos Bag of 15 Kg. | 1st day / No. |  | 750 | 750
11-1-42. | Hire charges for providing erecting and dismantling after use of good running condition Industrial Air Cooler With Water filling erected as per instruction of engineer-in -charge | 1st day / No. | 0 | 2250 | 2250
Chapter 11.2 / Diesel Generator Set
11-2-1 | Hire charges for 240V A.C generating set following capacity with necessary fuel, mains, switchgears & accessories complete running on load / no load as per requirement. With transportation charges up to 30 kms..
| [A] 1 KVA to 2 KVA | 1 St.Day./no | 0 | 1090 | 1090
| [B] 3 KVA to 10KVA | 1 St.Day./no | 0 | 4700 | 4700
11-2-2 | Hire charges for440V A.C generating set following capacity with necessary fuel, mains, switchgears & accessories complete running on load / no load with acoustic sound proof enclosure etc as per requirement. With transportation charges up to 30 kms.
| [A] 3 KVA to 10KVA | 1 St.Day./no | 0 | 4700 | 4700
| [B] 11 KVA to 25 KVA ( excluding 25 KVA) | 1 St.Day./no | 0 | 5150 | 5150
| [C] 25 KVA to 40 KVA | 1 St.Day./no | 0 | 7500 | 7500
| [D] 50/62.5 KVA | 1 St.Day./no | 0 | 9000 | 9000
| [E] 75 KVA to 100 KVA | 1 St.Day./no | 0 | 18000 | 18000
| [F] 125 KVA | 1 St.Day./no | 0 | 24000 | 24000
| [G] 250 KVA | 1 St.Day./no | 0 | 38000 | 38000
11-2-3 | Hire charges for providing, erecting, and dismantling after use Flexible PVC insulated multistrand multi core 1.1 kv grade lSl marked copper wires for sound system of following size.
| a).2 5 Sq.mm 3 core round l PVC sheathed | Mtr | 0 | 26.25 | 26.25
| b).4.0 Sq mm 3 core round PVC sheathed | Mtr | 0 | 41.25 | 41.25
Temp. LED Screen & Videography items
11-3-1. | Hire charges for Providing ,Erecting and dismantling,after use of good running for Outdoor LED screen with necessary suitable structure,back support,wiring with Optical fibre cables with standby arrangement from LED panel to console & necessary switchgear ,ELCB & earthing etc.LED screen having a P4.8 or latest updated module & having a each block of uniform size as suitable for site requirement with minimum refresh rate of 3000MHZ and IP65 protection and brightness >= 5000 Cd/m2 as per requirement on site as per direction of engineer in charge.
11-3-1a. | (a) With truss Structure | 1 St.Day. /sq.ft | 0 | 625 | 625
11-3-1b. | (b) with metal/wooden structure | 1 St.Day. /sq.ft | 0 | 550 | 550
11-3-2. | Hire charges for Providing ,Erecting and dismantling,after use of good running for indoor LED screen with necessary suitable structure,back support,wiring with optical fibre cables with standby arrangement from LED panel to console & necessary switchgear ,ELCB & earthing etc.LED screen having a P4.8 or latest updated module & having a each block of uniform size as suitable for site requirement with minimum refresh rate of 1920MHZ,and IP54 protection,as per requirement on site as per direction of engineer in charge.
11-3-2a | (a) With truss Structure | 1 St.Day. /sq.ft | 0 | 575 | 575
11-3-2b. | (b) with metal/wooden structure | 1 St.Day. /sq.ft | 0 | 500 | 500
11-3-3. | Hire charges for Providing ,Erecting and dismantling,after use of good running for DTH system having enough size disc for receiving digital signal and set up box as required for programme complete with good quality interconnecting wires and necessary top up recharge( Tata Sky, Airtel, Dish TV, etc...) | 1 St.Day. | 0 | 1000 | 1000
11-3-4. | Hire charges for Providing ,Erecting and dismantling,after use of good running for jimmy jib motorized crane of length as per site requirement with necessary mechanical safety and competent operating person with HD SONY or equivalent make camera as per direction of engineer in charge | 1 St.Day/Job. | 0 | 20200 | 20200
11-3-5. | Hire charges for watch out software with multiple layered playback system having a latest licensed software version and media servers with multiple outputs and accessories with backup servers. | 1 St.Day/job. | 0 | 150000 | 150000
11-3-6. | Hire charges for laying armoured optical fiber cable as per direction of engineer incharge | 1 St.Day/mtr. | 0 | 25 | 25
11-3-7. | Hire charges with WiFi unit wireless IP HD camera as per direction of engineer in charge. | 1 St.Day/job. | 0 | 20000 | 20000
11-3-8. | Hire charges for OB van With necessary wired and wireless IP base HD camera with necessary lenses. OB Van having required capacity of diesel generator, mixers, monitors,with suitable converters and processors with satellite connectivity. | 1 St.Day/job. | 0 | 175000 | 175000
11-3-9. | Charges for Making digital video " takhti" with necessary music,graphics,special effects,voice and editing as per instruction | Per Job | 0 | 20000 | 20000
11-3-10. | Hire charges for Providing ,Erecting and dismantling,after use of good running Condition for digital projector with spring loaded wire , wire screen connected with necessary mains switch gears & maintaining the same during function. (A) lum.4500lm or higher Digital input ,control input, memory input, audio input etc. | 1 St.Day./no | 0 | 5000 | 5000
11-3-11. | Hire charges for providing, erecting and dismantling after use of good running for HD Digital Video Recording (3CCD) approved make Cameras for receiving and general shoots with competent authorized person (each camera) as per direction of Engineer-in-charge)with all cabling as site requirement | 1 St.Day. / Job | 0 | 15150 | 15150
11-3-12. | Hire charges for providing, erecting and dismantling after use of good running for Live Black magic HD digital Set up for mixing as per direction of Engineer-in-charge)with all cabling as site requirement | 1 St.Day. / Job | 0 | 50500 | 50500
11-3-13. | Hire charges for providing, erecting and dismantling after use of good running for High resolution on-line DVD making system and Digital Video recording set-up and providing DVDs as per Function requirement as per direction of Engineer - in -charge) | 1 St.Day. / Job | 0 | 3500 | 3500
11-3-14. | Hire charges for providing, erecting and dismantling after use of good running for HD ON LINE RECORDER and Digital Video recording set-up and providing DVDs as per Function requirement as per direction of Engineer - in -charge) | 1 St.Day. / Job | 0 | 10100 | 10100
11-3-15. | Hire charges for providing, erecting and dismantling after use of good running for 42"LED TV complete with necessary suitable cables as per requirement on site as per direction of Engineer - in - charge ) | 1 St.Day. / Job | 0 | 6000 | 6000
11-3-16. | Hire charges for providing, erecting and dismantling after use of good running for 52"/55" LED TV complete with necessary suitable cables as per requirement on site as per direction of Engineer - in -charge) | 1 St.Day. / Job | 0 | 7000 | 7000
Temp. Stage light & Truss System
11-4-1. | Hire charges for Providing erecting commissioning & Dismantling after use of temporary lighting as per instruction of Engineer in charge. The Stage Lighting consisting of Following with necessary stand by equipments in case of failure.
Lighting Equipment.
| (a) 1000 Watts 240 Volts Par Lights 200 Nos. (b) 54x3W RGBW IP-67 (Cree or Osram Chip) LED Par Lights - 200 Nos. (c) Moving Head 20R ( Beam, Spot, Wash) 3-in-1 Hybrid - 40 Nos. (d) Moving Head Sharpy (Beam) - 20 Nos. (e) LED Moving Head Wash - 24 Nos (f) Hazers - 8 Nos. (g) City colours 2500 Watts Lights - 8 Nos. (h) Follow Lights 2500 Watts - 4 Nos. (I) Control Dimmer - 8 Nos. (j) Sky Trackers - 4 Nos. (k) Fog Machine - 4 Nos. (l) Audience Blinder (4-eye) - 12 Nos. | 1 St.Day./no |  | 1555400 | 1555400
11-4-2. | Hire charges for Providing trussing for stage lighting as per instruction of event manager or engineer in charge it consisting of following.
| Front and back Truss Sections - Total 240(120+120) feet Left & Right side Truss Sections- Total 120(60+60) feet 6 nos . Ground supports Towers. 2 Nos . front to back triangular sections. 6 nos CM Load star motor chain hoist. With necessary shekels belts, safety pins locks as per requirements. | 1 St.Day./no |  | 444400 | 444400
Temp Sound System
11-5-1. | Hire charges for providing, erecting, Operating and dismantling the sound system consisting of following items duly cored with copper core (For one day) (a) 250W Audio Amplifier, 55A, 250W - 1 No. (b) High performance CD/DVD player and laptop- 1 No. (c) Horns with Units & matching transformer - 6 Nos. (d) 15" Speaker box two way 1000 watt - 4 Nos. (e) Microphone (shure/sennhieser) - 4Nos (f) Microphone Stand DGN - 4 Nos. (g) Cord wire with necessary cabling . (h) Voltage Stabilizer 3 KVA - 1 No. (i) 12V Battery - 1 No. (j) Cordless Microphone - 1 No. (K) Audio mixer 8/12/16 channel- 1 No. (L)Stage monitor- 2 Nos | 1st Day/ Job | 0 | 13750 | 13750
11-5-2. | Hire Charges providing, erecting, Operating and dismantling the sound system consisting of following items duly cored with core (For one days) 1. Power Amplifier QSC RM X 24500 - 8 Nos. 2. 250W Audio Amplifier SSA-250W - 6 nos. 3. 500W EM Booster SPA 5000 EM Booster - 2 nos. 4. High performance CD/DVD player and laptop- 1 No. 5. Horn with units and matching transformer 8.45+1100=1945 - 12 nos. 6. Cabinet Speaker with Hooper 5W x 650W - 20 nos. 7. Microphone Shoes SM 58 - 16 nos. 8. Microphone Stand (a) DGT 10 X 525.00 = 5250 - 1 Nos. (b) DGN 6 X 855 = 5130 - 6 Nos. 9. Voltage Servo Stabilizer 4KVA & UPS - 3 nos. 10. Battery - 2 nos. 11. Audio Mixer 24/32 Channel - 1 nos. 12.DI Box-8 nos. Effect Processor -1 no. 13. Cord less microphone - 1 nos. 14. Button Mike - 1 nos. 15.Crossover & equilizer-1 no 16.Stage monitor- 2 Nos 17.necessary mic wire with cabling. | 1st Day / Job | 0 | 99000 | 99000
11-5-3. | Hire charges for providing, erecting, testing & commissioning public address system / cultural programme 2 pair 3 way sound system having proper distribution of sound through out the fixed area comprising of the following (For one day) (1) Mid Top (15" inch speaker & 2 inch HF) 1000 watt - 8 Nos. (2) Base speaker (18" inch speaker) 10000 watt - 8Nos. (3) Power amplifier (QSC RMX2450) - 8 Nos. (4) Stage Monitor (500 Watt) - 4 Nos.&Side Fills Monitor(1000w)-2nos (5) Effect processor - 1 No (6) Active Cross over - 1 No. (7) Hand cordless Microphone - 3 Nos. (8) Microphone (SM58) - 10 Nos. (9) Microphone (SM57) - 5 Nos. (10) Audio Link 32 channel - 1 No (11) Microphone Stand - 15 Nos. (12) 24 channel audio mixer - 1 No. (13) CD & DVD player with Recorder / Pen Driver & laptop- 1 No. (14) 5 KVA Voltage Stabilizer - 1 No. with suitable Battery backup. | 1st Day/ Job | 0 | 200860 | 200860
11-5-4. | Hire Charges for providing erecting operating and dismantling the sound system consisting of following items duly Cored with copper Core. (For One days) (a) One No Audio amplifier up to 250W suitable for reproduction of sound (b) One No. DVD Player as per demand (c) Two No. Horn / Speaker with necessary matching transformer if required (d) Three Nos high sensitive Microphones of good quality with stand and cord Core of good quality (e) One No voltage stabilizer (f) One No. 12/24 V Battery (as a stand by) | 1st Day / Job | 0 | 3000 | 3000
11-5-5. | Hire charges for providing, erecting, testing & commissioning public address system / cultural programme 4 pair 3 way sound system having proper distribution of sound through out the fixed area comprising of the following (For one day) (1) Mid Top (15" inch speaker & 2 inch HF) 1000 watt - 12 Nos. (2) Base speaker (18" inch speaker) 10000 watt - 12 Nos. (3) Power amplifier (QSC RMX2450) - 12 Nos. (4) Stage Monitor (500 Watt) - 4 Nos. (5) Side Monitors (1000 Watt) - 2 Nos. (6) Effect processor - 1 No (7) Active Cross over - 1 No. (8) Equilizer (31 Bnd.) - 1 No. (9) Hand cordless Microphone - 4 Nos. (10) Microphone (SM58) - 12 Nos. (11) Microphone (SM57) - 6 Nos. (12) Audio Link 32 channel - 1 No (13) Microphone Stand - 18 Nos. (14) 24 channel audio mixer - 1 No. (15) CD & DVD player with recorder / Pen Driver - 1 No. (16) Laptop - 1 No. (17) 5 KVA Voltage Stabilizer - 1 No.with suitable Battery backup. | 1st Day / Job | 0 | 337150 | 337150
11-5-6. | Hire charges for providing, erecting, testing & commissioning public address system 6 to 8 pair 3 way Flying sound system having proper distribution of sound through out the fixed area comprising of the following for 1.0 to 1.5 lakh sq.feet dome area. (For one day) (1) RCF HDL20 / JBL VRX - 2 WAY TOPS – 16 to 20 Nos. (2) RCF / JBL Dual 18 Inch Sub Woofers - 6 Nos. (3) 32 Channel Digital Console Inbuilt Effect Processor - 31 Band Equalizer - High Performance Pre Amp (Midas M32 / Behringer X32 or Equivalent) - 1 Nos. (4) Backup / Stand by console – 1no ( Same or Equivalent Configuration Required) (5) Stage Monitors (800 Watt) - 4 Nos.(JBL VRX 915/ RCF V35/ JBL SRX 712 or Equivalent) (6) Side Fill Monitors (1000 Watt) - 2 Nos. ( JBL / BNC/ RCF or Equivalent) - 2 Nos. (7) Active Cross Over - 1 Nos. (8) Microphones with Stand (Shure / Sennheiser or Equivalent) - 22 Nos. (9) DI Box ( Behringer/ BSS/ Radial) - 8 Nos. (10) Cordless Microphones (Shure / Sennheiser or Equivalent) - 4 Nos. (11) Audio Link 32 Channel - 1 Nos. (12) High Performance CD/DVD Player /Laptop - 1 Nos. (13) 3 KVA UPS - 1 Nos. (14) 1 KVA UPS – 2Nos. (15) 2 Way Speakers – 4to6 Nos for Stand By System. | 1st Day/job | 0 | 750000 | 750000
11-5-7. | Hire charges for providing, erecting, testing & commissioning public address system 6 to 8 pair 4 way/ 3 way Flying sound system having proper distribution of sound through out the fixed area comprising of the following for 1.5 to 2.5 lakh sq.feet dome area. (For one day) (1) EAW KF740 / JBL VTX V20/RCF HDL20 / JBL VRX – 3WAY/2 WAY TOPS – 24to 36 Nos. (2) RCF / JBL Dual 18 Inch Sub Woofers - 6 Nos. (3) 32/48 Channel Digital Console Inbuilt Effect Processor - 31 Band Equalizer - High Performance Pre Amp (Midas M32 / Behringer X32 or Equivalent) - 1 Nos. (4) Backup / Stand by console – 1no ( Same or Equivalent Configuration Required) (5) Stage Monitors (800 Watt) - 4 Nos.(JBL VRX 915/ RCF V35/ JBL SRX 712 or Equivalent) (6) Side Fill Monitors (1000 Watt) - 2 Nos. ( JBL / BNC/ RCF or Equivalent) - 2 Nos. (7) Active Cross Over - 1 Nos. (8) Microphones with Stand (Shure / Sennheiser or Equivalent) - 22 Nos. (9) DI Box ( Behringer/ BSS/ Radial) - 8 Nos. (10) Cordless Microphones (Shure / Sennheiser or Equivalent) - 4 Nos. (11) Audio Link 32 Channel - 1 Nos. (12) High Performance CD/DVD Player /Laptop - 1 Nos. (13) 3 KVA UPS - 1 Nos. (14) 1 KVA UPS – 2Nos. (15) 2 Way Speakers – 4to6 Nos for Stand By System | 1st day/job | 0 | 1250000 | 1250000
11-5-8. | Hire charges for providing, erecting, testing & commissioning public address system 6 to 8 pair 4 way/ 3 way Flying sound system having proper distribution of sound through out the fixed area comprising of the following for 2.5 to 4.0 lakh sq.feet dome area.. (For one day) (1) EAW KF740 / JBL VTX V20/RCF HDL20 / JBL VRX – 3WAY/2 WAY TOPS – 36 to 50 Nos. (2) RCF / JBL Dual 18 Inch Sub Woofers - 6 Nos. (3) 32/48 Channel Digital Console Inbuilt Effect Processor - 31 Band Equalizer - High Performance Pre Amp (Midas M32 / Behringer X32 or Equivalent) - 1 Nos. (4) Backup / Stand by console – 1no ( Same or Equivalent Configuration Required) (5) Stage Monitors (800 Watt) - 4 Nos.(JBL VRX 915/ RCF V35/ JBL SRX 712 or Equivalent) (6) Side Fill Monitors (1000 Watt) - 2 Nos. ( JBL / BNC/ RCF or Equivalent) - 2 Nos. (7) Active Cross Over - 1 Nos. (8) Microphones with Stand (Shure / Sennheiser or Equivalent) - 22 Nos. (9) DI Box ( Behringer/ BSS/ Radial) - 8 Nos. (10) Cordless Microphones (Shure / Sennheiser or Equivalent) - 4 Nos. (11) Audio Link 32 Channel - 1 Nos. (12) High Performance CD/DVD Player /Laptop - 1 Nos. (13) 3 KVA UPS - 1 Nos. (14) 1 KVA UPS – 2Nos. (15) 2 Way Speakers – 4to6 Nos for Stand By System | 1st Day/job | 0 | 1750000 | 1750000
11-5-9. | Additional Mid Top (15" inch Speaker&2" HF) 1000 watt | 1 St.Day./NO | 0 | 5400 | 5400
11-5-10. | Additional Base speaker (18"Speaker) 1000 Watt | 1 St.Day./NO | 0 | 2400 | 2400
11-5-11. | Additional Flying 2 Way Top (10 Inch Speakers and 2 HF) | 1 St.Day./NO | 0 | 9000 | 9000
11-5-12. | Additional Flying 3 Way Top (10/12/15 Inch Speakers and 2 HF) | 1 St.Day./NO | 0 | 12000 | 12000
11-5-13. | Additional Power Amplifiers ( QSC RMX 2450) | 1 St.Day./NO | 0 | 3240 | 3240
11-5-14. | Additional cordless microphone, | 1 St.Day./NO | 0 | 960 | 960
11-5-15. | Additional collar / Button Mike | 1 St.Day./NO | 0 | 600 | 600
11-5-16. | Additional Microphone | 1 St.Day./NO | 0 | 240 | 240
11-5-17. | Additional Horn with units and matching transformer 8.45+1100=1945 | 1 St.Day./NO | 0 | 240 | 240
11-5-18. | Additional Cabinet Speaker with Hooper 5W x 650W | 1 St.Day./NO | 0 | 240 | 240
11-5-19. | Hire charges for providing and erecting the Iron Scaffold towers of size 5' x 5'-0" x 25'-0" (High) with necessary supports and cross arms with necessary accessories as per requirement on site for erection of horns and halogen fittings as directed (For Two Days) | 1 St.Day./Job | 0 | 12000 | 12000
11-5-20. | Hire charges for Bamboos to be erected as directed up to length 5-0 mtr. (including Transportation) | 1 St.Day./Job | 0 | 30 | 30
11-5-21. | Hire charges for providing, erecting approved make 3.5KVA Inverter cum UPS system with operating capacity for input 160-270 V AC & inverter having output 230V 50Hz AC with 4 NOS 160 AH suitable voltage SMF batteries FOR 4 HRS BACKUP.. | 1 St.Day./NO | 0 | 4350 | 4350
11-5-22. | Hire charges for providing, erecting, Operating and dismantling the sound system for State Level Cultural Mega Event. Main Stage Front House Sound system shall consist of Eight pairs of line array tops, accompanied by subs as prescribed by manufacturer. (1) The array tops shall consist of dual 15" / 12” Transducers of 1200 watts for low / low mid frequency, Four 8" transducers of 600 watts for reproduction of mids and two or three compression drivers couples to horns of 300 watts for reproduction of high frequency- L acoustics K2, Nexo STM, Das Aero 50, RCF-TT-55A, JBL Vertec-4889, EAW KF740 Only 90000 Watt Front of House 8 Pair (16 Nos.) (2) 2000 Watt with dual 18" Transducers for reproduction of Sub Woofers L Acoustics KS28, JBL 4880A, RCF 8006AS, EAW SB 1002/2001 Only. Front of House 6 Pair (12 Nos.) (3) Digital Mixing Console - Digi Design Venue SC48, Sound Craft VI-3000, DIGICO SD10, YAMAHA-CL5. (4) Stage Monitors (JBL VRX 915/ RCF V35/ JBL SRX 712 or Equivalent) 8 Nos. (5) Side Fill Monitors ( JBL / BNC/ RCF or Equivalent) - 2 pair 3 way . (6) Cordless Microphones - 6 Nos. (7) Delay Stack shall consist of six pair Flying Line Array accompanied by prescribed no of Sub's Homogeneity in brands is compulsory Approx 50000 Watts. - 2 Nos. | 1 St.Day./job | 0 | 1850000 | 1850000
11-5-23. | Hire Charges for providing, erecting, operating and dismentalling the sound system consisting of following items duly covered with copper core [For One Days] 1. 250W Audio Amplifier 55A 250W - 3 Nos. 2. Horns with Units & matching transformer - 6 Nos. 3. 12” Speaker box two way VS 300 - 4 Nos. 4. Microphone SM 58 - 6 Nos. 5. Microphone stand DGN - 6 Nos. 6. Tape recorder / CD play with C.D. - 1 No. 7. Voltage Stabilizer 3KVA - 1 No. 8. Cordless Microphone - 1 No. | 1stday/job | 0 | 31500 | 31500
11-5-24. | Hire Charges for providing, erecting, operating and dismentalling the sound system consisting of following items duly covered with copper core [For One Days] 1. Power Amplifier QSE RM x 24500 - 4 Nos. 2. 250W Audio Amplifier SSA - 250W - 2 Nos. 3. 500W EM Booster SPA 5000 EM Booster - 2 Nos. 4. Tape Recorder / CD Player with CD - 2 Nos. 5. Horn with units and matching Transformer 845 + 1100 = 1945 - 6 Nos. 6. Cabinet speaker with woofer 5W x 650W - 8 Nos. 7. Microphone shure SM 58 - 8 Nos. 8. Microphone Stand (a) DGT 10 x 525.00 = 5250 - 2 Nos. (b) DGN 6 x 855 = 5130 - 6 Nos. 9. Voltage Servo Stabilizer 4 KVA - 1 Nos. 10. Audio Mixer 16 Channel - 1 No. 11. Effect Processor - 1 No. 12. Cord less microphone - 1 No. | 1st Day/job | 0 | 57750 | 57750
11-5-25 | Hire charges for providing, erecting, testing & commissioning, operating, and dismentalling of Main Console System for public address system for PM / PRESIDENT / VVIP FUNCTION Digital Mixing Console, DIGI Design Venus SC-48 / DIGICO SD10, ALLEN & HEALTH D LIVE 7000, SOUND CRAFT VI 3000 , YAMAHA CL-5 - 2Nos. FOH & MOH Splitter(MIDAS DL431/ARX/WORLDWIND )-2 Nos for Stand by Console-1 Nos. Stage Monitors - 800 Watts -(JBL / VRX 915 / RCF V35 / JBL SRX 712 or Equi.) - 6 Nos. Side Files Monitors (100-200 Watts ) - JBL /BNC / RCF OR Equi - 2 Nos. Mixer, Line out with Monitors (100-200 Watts ) - JBL /BNC / RCF or Equi. - 2 Nos. for Green Room area dome Active Crossover - 2 Nos. Microphone with stand ( SHURE / SENNIHEIZER OR Equi) - 22 Nos Podium Microphones ( SHURE / SENNIHEIZER / DPA ) - 6 Nos. DI BOX ( BEHRINGER / BSS / RADIAL ) - 8 Nos. Cordless Microphones - ( SHURE / SENNIHEIZER OR EQUIVELENT ) - 04 Nos AUDIO LINK 32 CHANNEL - 1 NOS. High Performance CD/DVD player- 1 No., Laptop with AV in-output 1 No. for Recording and playing. 3 KVA UPS - 2 NOS. , & 1 KVA UPS - 3 NOS. 2 WAY Speakers for stand by system run on UPS - 4 Nos. Rates are for One day of Working and one day before testing (Not including Rehearsal) |  | 0 | 325000 | 325000
11-5-26 | Hire charges for providing, erecting, testing & commissioning, operating, and dismentalling of main PA System for public address system for PM / PRESIDENT / VVIP Function L ACOUSTIC / MEYER SOUND / D&B AUDIOTECHNICA / JBL / EAW - 3 WAY TOPS - Pair of Six Nos. and SUB WOOFERS - Pair of 3 Nos. Power Amplifier - 12Nos. for Above L ACOUSTIC/ JBL / EAW / D&b / RCF HDL 20 / 2 WAY 1000 WATT FOR CENTRE FILL - 4 Tops with necessary Amplifiers. All necessary truss, control power conditioner protection panels, signal wiring with enough spare wires/cables with safe guard protection. Rates are for One day of Working and one day before testing (Not including Rehearsal) |  | 0 | 500000 | 500000
11-5-27 | Hire charges for providing, erecting, testing & commissioning, operating, and dismentalling of PAIR OF DE:AY STACK for public address system for PM / PRESIDENT / VVIP FUNCTION RCF HDL 20 / JBL VRX / L ACOUSTIC / MEYER SOUND / D&B AUDIOTECHNICA / JBL / EAW - 2 WAY OR 3 Way Tops - pair of 3/4 Nos. Power Amplifiers - 3 NOS NECESSARY AMPLIFIER POWER SUPPLY PANNEL - 1 NOS All necessary truss, control power conditioner protection panels, signal wiring with enough spare wires/cables with safe guard protection. Rates are for One day of Working and one day before testing (Not including Rehearsal) |  | 0 | 125000 | 125000
11-5-28 | Hire charges for providing, erecting, testing & commissioning, operating, and dismentalling of Sound Console system for public address system for CM/ VVIP FUNCTION 32 Channel Digital Console in built effect processor, 3I Band Equalizer , High performance, PRE AMP (MIDAS M32 / BERHINGER X32 OR EQUIVELENT ) - 1 NOS. Stage Monitors- 800 Watts (JBL / VRX 915 / RCF V35 / JBL SRX 712 OR EQUIVELENT) - 4 Nos. Side fills Monitors-100 WATTS (JBL /BNC / RCF OR EQUIVELENT) - 2 Nos. Active Crossover - 1 Nos. Microphones with stand (SHURE / SENNIHEIZER OR EQUIVELENT ) - 22 Nos DI BOX ( BEHRINGER / BSS / RADIAL ) - 8 Nos. High Quality Cordless microphones-(SHURE / SENNIHEIZER or equivalent.) - 04 Nos Audio Link 32 Channel - 1 Nos. High Performance CD/DVD player- 1 No., Laptop with AV in-output 1 No. for Recording and playing. 2 KVA UPS - 2 Nos. All necessary, control, signal wiring with enough spare wires/cables with safe guard protection. Rates are for One day of Working and one day before testing (Not including Rehearsal) |  | 0 | 200000 | 200000
11-5-29 | Hire charges for providing, erecting, testing & commissioning, operating, and dismentalling of public address system for CM/ VVIP FUNCTION RCF HDL 20 / JBL VRX - 2 WAY TOPS - Pair of 6 Nos. RCF 8006 AS SUBS / JBL DUAL 18' SUB WOOFER - Pair of 3 Nos. POWER AMLIFIER - 12 NOS RCF HDL 20 / 2 WAY 1000 WATT FOR CENTRE FILL - 4 TOPS NECESSARY AMPLIFIER POWER SUPPLY PANNEL - 3 NOS All necessary truss, control, signal wiring with enough spare wires/cables with safe guard protection. Rates are for One day of Working and one day before testing (Not including Rehearsal) |  | 0 | 300000 | 300000

## Sound
CHAPTER-XI TEMPORARY ILLUMINATION,A/C,PUBLIC ADDRESS AUDIO/ VIDEO & STANDBY POWER SYSTEM
(Rates included GST/Service Tax)
NOTES
1 | The rates for temporary D.G,sound ,E.I. ,A.C. , LED, TV, Multi media are applicable for 1st day including preparatory & testing period & no additional amount shall be paid for that but for rehearsal if ask by authority, additional amount shall be paid 25% of first day rental charges.
2 | (i) For the second day of function , 40% of first day rent shall be considered. (ii) For each additional day after Second day of function but not exceeding 15 days, 15% of first day rental cost will be considered.
3 | After 15 days 5% of 1st day rental cost will be limited do 80% of full rate of newly purchased equipments .For more than above days,it is necessary to have consent letter of administrative authority.
4 | Testing of all temporary arrangement will be positively given before 12 hours start of function or rehearsal (if ask by concerned Authority) .
5 | For D.G. set, rental rates are applicable for first day. (1)For next subsequently 7 days ,90% of first day rental charges will be applied (2)from 8th day ,80% of the 1st day rental charges shall be applied and no additional amount will be paid for preparation & testing periods except rehearsal if required.
6 | The above rates are for the function with on load working of DG set up to 5 hours per day and if the DG set is to be used continuously on load mote 5 hours per day then for each 5 KVA of DG set add Rs 60.00 per hour operation to be paid extra.
7 | Necessary certificate from electrical inspector will be taken by concern Agency before 4 hours starting from function / rehearsal positively .
8 | The rate for DG Set included transportation charges for up to 30 kms from Concern Division H.Q. to function place and back. Add Rs . 500/- for additional 30 kms. Block.
9 | The items which are not included in SOR the higher charges should be derived as 10% of total cost of item for 1 st day.
10 | All switchgears,cables,wires, fittings & Lamps with accessories etc must be ISI MARKED Positively.
11 | Rates is inclusive of material, labour, supervision, liaison, transportation -overheads and All taxes including GSTexcept 1% labour cess.
11-1-1 | Hire charges for providing erecting temp LED light 10 mm bulbs approved high glow with complete wiring with auto changer reverse and after good use dismantling.
| (A) Strip Light. (Minimum 38 Lamps / Mtr.) | 1st Day /RMT | 0 | 21 | 21
| (B) Series Light. (Minimum 5 Lamps / Mtr.) | 1st Day /RMT | 0 | 3 | 3
| (C) Rope Light. (Minimum 15 Lamps. / Mtr.) | 1st Day /RMT | 0 | 7 | 7
| (D) Decorative LED design light on board | 1st Day /lamp | 0 | 1 | 1
| (E) Decorative LED palm piece | 1st Day /piece | 0 | 250 | 250
11-1-2 | Hire charges for providing erecting and dismantling temporary illumination, consisting of strip lights complete with holders, bulbs up to 40Watt lamp of different colours complete with necessary lead wires erected and dismantled. | 1st Day / No | 0 | 3 | 3
11-1-3-a | Hire charges for providing erecting and dismantling temporary illumination consisting of the LED tube lights 22 watt minimum complete withlead wires | 1st Day / No | 0 | 20 | 20
11-1-3-b | For use of decorative tube in place of simple tube | 1st Day | 0 | 13 | 13
11-1-4 | Hire charges for providing erecting and dismantling temporary illumination consisting of flood light fitting up to 100 Watt complete with holders lead wires, incandescent lamp with different colours with indoor / outdoor type | 1st Day /Nos | 0 | 17 | 17
11-1-5 | Hire charges for providing erecting and dismantling temporary illumination consisting of halogen fitting 500 Watt / 85 watt retrofit CFL lamp/60watt LED lamp with suitable size Al. reflector complete with holders tube and lead wires. (outdoor Type) | 1st Day /Nos | 0 | 60 | 60
11-1-6-b | Hire charges for providing erecting and dismantling temporary illumination consisting of halogen fitting 1000 Watt complete with holders tube and lead wires. (Outdoor Type) | 1st Day /Nos | 0 | 80 | 80
11-1-7 | Hire Charges for heavy duty flood light luminaire comprises die cast aluminium body with heat resistant toughened front glass, silicon rubber gasket, electromechanically brightened anodised aluminium reflector , hot deep galvanized M.S. cradle clamp with suitable size of necessary control gear box having choke, capacitor, holder, lamp etc. complete.
| (A) Suitable for One No. 70 watt HPSV / Metal helide lamp | 1 St.Day./no | 0 | 193 | 193
| (B)Suitable for One No. 150 watt HPSV / Metal helide lamp | 1 St.Day./no | 0 | 270 | 270
| (C)Suitable for One No. 250 watt HPSV / Metal helide lamp | 1 St.Day./no | 0 | 300 | 300
| (D)Suitable for One No. 400 watt HPSV / Metal helide lamp | 1 St.Day./no | 0 | 483 | 483
11-1-8 | Hire charges for providing erecting and dismantling after use of good running condition for the HPSV street light fitting with necessary accessories and lamps with fixing arrangement as per direction of engineer incharge
| (a) suitable for 70 watt | 1 St.Day./no | 0 | 115 | 115
| (b) suitable for 150 watt | 1 St.Day./no | 0 | 138 | 138
| (b) suitable for 250 watt | 1 St.Day./no | 0 | 174 | 174
| (b) suitable for 400 watt | 1 St.Day./no | 0 | 269 | 269
11-1-9 | Providing and fixing chaser to give running erected to strip light and min up to load of 5 KW | 1 St.Day./no | 0 | 176 | 176
11-1-10 | Hire charges for providing, erecting and dismantling after use in good running condition for temp. arrangement of city colour HMI light with necessary KW capacity Lamps with its control panel and wiring and operating complete.
| (a) 2 / 2.50 Kw. | 1 St.Day./no | 0 | 10450 | 10450
| (a) 4.0 Kw. | 1 St.Day./no | 0 | 17050 | 17050
11-1-11 | Hire charges for providing, erecting as per direction of Engineer in charge and dismantling after use in good running condition with providing temp illumination by CYBER / SCANNER lights of 1200 watt rotating mechanism controlled by microprocessor base pre programmed controllers with suitable data control. and power cables and connections. | 1 St.Day./no | 0 | 8250 | 8250
11-1-12 | Hire charges for providing, erecting & dismantling Sharpy Moving Head light 200-440 w 20R(Beam,Spot,Wash)3-in-1 hybrid with necessary wiring & controller as required and as per instruction of engineer-incharge | 1 St.Day./no | 0 | 7500 | 7500
11-1-13 | Hire charges for providing & dismantling temp. three light consisting Neon / LED Light with electronically controlled effects(Par light) complete erected with necessary supports with connection & necessary controller .
11-1-13-A | (a) 50 to 150 Watt | 1st. Day Per No. |  | 1200 | 1200
11-1-13-B | (b) above 150 Watt | 1st. Day Per No. |  | 1800 | 1800
11-1-14-A | Hire charges for providing erecting and dismantling after use of good running condition 1200 mm / 1400 mm size ceiling fan with down rod and clamp complete | 1st Day /Nos | 0 | 80 | 80
Add.10% more for erection in dome
'11-1-14-B | Higher charges for providing erecting and Removing after use of good running condition 300 mm/ 400 mm size low noise oscillation type pedestal fan of good condition. | 1st Day /Nos | 0 | 287.5 | 287.5
'11-1-14-C | Hire charges for providing, & erecting and dismantling after use of good running condition 600mm/900mm heavy duty air-circulator pedestal type fan of good running condition. | 1st Day /Nos | 0 | 250 | 250
'11-1-14-D | Hire charges for providing erecting and dismantling after use of good running condition Desert Cooler complete with necessary water filling arrangements with stand & 3 core wire with top etc.. | 1st Day /Nos | 0 | 500 | 500
11-1-15 | Hire charges for providing for temporary plug point with 5/15Amp plug switch combined, erected in wooden board complete | 1st Day /Nos | 0 | 25 | 25
11-1-16 | Hire charges for providing erecting and dismantling after use in good running condition with necessary interconnecting wire/cable on panel board.
| (a) D.P. Switch 16A/32A, 230V | 1st Day /Nos | 0 | 31 | 31
| (b) T.P. Switch with neutral 16A/32A 440V | 1st Day /Nos | 0 | 40 | 40
| (C ) T.P. Switch with neutral 63A/200A 440V | 1st Day /Nos | 0 | 80 | 80
| (d) TPN Switch 200A/250A, 400V | 1st Day /Nos | 0 | 250 | 250
| (e) BUSBAR (i) 63 Amp to 100 Amp. Up to 1 Mtr. | 1st Day /Nos | 0 | 120 | 120
| (e) BUSBAR (i) 63 Amp to 100 Amp. Above 1 Mtr. | 1st Day /Nos | 0 | 150 | 150
| (e) BUSBAR (ii) 200 Amp. Up to 1 Mtr. | 1st Day /Nos | 0 | 208 | 208
| (e) BUSBAR (ii) 200 Amp. Above 1 Mtr. | 1st Day /Nos | 0 | 245 | 245
| (f) Change Over Switches 4 Pole 440 V (i) 16 A - 32 A | 1st Day /Nos | 0 | 60 | 60
| (f) Change Over Switches 4 Pole 440 V (ii) 63 A | 1st Day /Nos | 0 | 170 | 170
| (f) Change Over Switches 4 Pole 440 V (iii) 100A - 125A | 1st Day /Nos | 0 | 280 | 280
| (f) Change Over Switches 4 Pole 440 V (iv) 200A - 300A | 1st Day /Nos | 0 | 450 | 450
| (g) Change Over Switches 4 Pole 440 V (v) 400 A | 1st Day /Nos | 0 | 790 | 790
| (h) Change Over Switches 4 Pole 440 V (vi) 630A | 1st Day /Nos | 0 | 1230 | 1230
| (I) Change Over Switches 4 Pole 440 V (vii) 800A | 1st Day /Nos | 0 | 1540 | 1540
| (j) Distribution Boards 3 phase 440V 6A/32A (i) 4 - 6 Way | 1st Day /Nos | 0 | 90 | 90
| (k) Distribution Boards 3 phase 440V 6A/32A (ii) 8-12 Way | 1st Day /Nos | 0 | 160 | 160
| (l) MCB Distribution boards Three phase 230V, (i) 4 -6 -8 Way | 1st Day /Nos | 0 | 290 | 290
11-1-17-b | Hire charges for providing erecting and dismantling after use in good running condition. Section pillar fabricated from 16 SWG thick M.S. Sheet with 40 x 40 x 6 mm thick angle iron legs with 12 mm thick bakelite / wooden sheet erected complete with following sizes (b) Section pillar having size 75 x 60 x 45 | 1st Day /Nos | 0 | 300 | 300
11-1-17-c | Hire charges for providing erecting and dismantling after use in good running condition. Section pillar fabricated from 16 SWG thick M.S. Sheet with 40 x 40 x 6 mm thick angle iron legs with 12 mm thick bakelite / wooden sheet erected complete with following sizes (c ) Section pillar having size 60 x 30 x 45 | 1st Day /Nos | 0 | 170 | 170
11-1-18 | Hire charges for providing & dismantling pipe type earthing for temporary electrical installation having G.I. pipe, erected in earth pit with necessary salt & charcoal & necessary earth wire. | 1st day | 0 | 115 | 115
11-1-19 | Hire charges for providing, erecting & dismantling after use of good running condition for PVC copper /Aluminium wire mains with suitable copper PVC 1.5 / 2.5 Sq.mm earth wire of following size
| (a) 2 wire 1 /1.5 / 2.5 Sq.mm Copper | 1st. Day Per RMT. | 0 | 3.25 | 3.25
| (a) 2 wire 1 /1.5 / 2.5 Sq.mm Aluminium | 1st. Day Per RMT. | 0 | 0.5 | 0.5
| (b) 2 wire 4 /6 Sq.mm Copper | 1st. Day Per RMT. | 0 | 4.25 | 4.25
| (b) 2 wire 4 /6 Sq.mm Aluminium | 1st. Day Per RMT. | 0 | 0.9 | 0.9
| (c) 4 wire 4 Sq.mm Copper | 1st. Day Per RMT. | 0 | 7.4 | 7.4
| (c) 4 wire 4 Sq.mm Aluminium | 1st. Day Per RMT. | 0 | 1.9 | 1.9
| (d) 4 wire 6 Sq.mm Copper | 1st. Day Per RMT. | 0 | 10.75 | 10.75
| (d) 4 wire 6 Sq.mm Aluminium | 1st. Day Per RMT. | 0 | 3.1 | 3.1
| (e) 4 wire 10 Sq.mm Copper | 1st. Day Per RMT. | 0 | 12.9 | 12.9
| (e) 4 wire 10 Sq.mm Aluminium | 1st. Day Per RMT. | 0 | 4.4 | 4.4
11-1-20-A | Hire charges for providing erecting as per direction of Engineer in charge dismantling after use of good running condition for temporary power supply the XLPE insulated armoured cable Aluminium conductor of following size.
| (a) 2 Core 10 Sq.mm | 1st Day /Mtr. | 0 | 11.8 | 11.8
| (b) 4 Core 4 / 6 / 10 Sq.mm | 1st Day /Mtr. | 0 | 16 | 16
| (c) 4 Core 16 / 25 Sq.mm | 1st Day /Mtr. | 0 | 18.1 | 18.1
| (d) 3 1/2 Core 35 Sq.mm | 1st Day /Mtr. | 0 | 21.5 | 21.5
| (e) 3 1/2 Core 50 / 70 Sq.mm | 1st Day /Mtr. | 0 | 30 | 30
| (f) 3 1/2 Core 95 / 120 Sq.mm | 1st Day /Mtr. | 0 | 45.25 | 45.25
| (g) 3 1/2 Core 150 / 185 Sq.mm | 1st Day /Mtr. | 0 | 61.25 | 61.25
11-1-20-B | Hire charges for providing, erecting as per direction of Engineer-in-charge, dismantling after use of good running condition for temporary power supply, the XLPE insulated armoured. cable multistrand Copper conductor of following size
| (a) 3 1/2 Core 35 Sq.mm | 1st Day /Mtr. | 0 | 50 | 50
| (b) 3 1/2 Core 50 Sq.mm | 1st Day /Mtr. | 0 | 75 | 75
| (c) 4 Core 16 Sq.mm | 1st Day /Mtr. | 0 | 93.75 | 93.75
| (d) 4 Core 25 Sq.mm | 1st Day /Mtr. | 0 | 43.75 | 43.75
11-1-21 | Hire charges for providing, erecting with necessary connection and dismantling after user of good running ELCBs/RCCBs conforming to IS 12640 and having sensitivity of 30 Ma and Short circuit withstand capacity of 6 KA and suitable for operation on single phase 240 V having characteristic of quick action & tripping with all advance feature & do not incorporate any electronic component for following Max rating
| (ii) 40 Amps D.P [Cat.II] | 1st Day /Nos. | 0 | 140 | 140
| (iii) 63 Amps D.P [Cat.II] | 1st Day /Nos. | 0 | 175 | 175
11-1-22 | Hire charges for providing, erecting with necessary connection and dismantling after user of good running ELCBs/RCCBs conforming to IS 12640 and having sensitivity of 30 ma and short circuit withstand capacity of 6 KA and Suitable for operation on 3 Phase and neutral 415V having characteristic of quick action & tripping with all advance feature & do not incorporate any electronic component for following Max rating
| (ii) 40 Amps FP [Cat.II] | 1st Day /Nos. | 0 | 160 | 160
| (iii) 63 Amps FP [Cat.II] | 1st Day /Nos. | 0 | 190 | 190
| (iv) 100 Amps FP (100m A Sensitivity) [Cat.II] | 1st Day /Nos. | 0 | 245 | 245
11-1-23 | Hire charges for providing, erecting with necessary connection and dismantling after user of good running Approved make Four Pole LT Heavy Duty Switch Disconnector Fuse Unit Cubical type for panel mounting complete with operating mechanism suitable to operate on 415 V AC 23A duty with HRC fuses of suitable load confirming to I.S 13947 (Part I & III) of following capacities.
| (a) 32 Amp [Cat.II] | 1st Day /Nos. | 0 | 125 | 125
| (b) 63 Amp [Cat.II] | 1st Day /Nos. | 0 | 160 | 160
| © 125 Amp [Cat.II] | 1st Day /Nos. | 0 | 250 | 250
| (d) 200 Amp [Cat.II] | 1st Day /Nos. | 0 | 350 | 350
| (e) 250 Amp [Cat.II] | 1st Day /Nos. | 0 | 450 | 450
| (f) 315 / 320 Amp [Cat.II] | 1st Day /Nos. | 0 | 500 | 500
| (g) 400 Amp [Cat.II] | 1st Day /Nos. | 0 | 650 | 650
| (h) 630 Amp [Cat.II] | 1st Day /Nos. | 0 | 990 | 990
| (i) 800 Amp [Cat.II] | 1st Day /Nos. | 0 | 1150 | 1150
11-1-24 | Hire charges for providing, erecting with necessary connection and dismantling after user of good running Supplying & erecting approved make Four Pole 415V change over switch interior for panel mounting with operating mechanism A.C. 23 duty confirming to I. S.S. for
| (a) 32 - 40 A [Cat.II] | 1st Day /Nos. | 0 | 130 | 130
| (b) 63 A [Cat.II] | 1st Day /Nos. | 0 | 180 | 180
| (c) 100 - 125 A [Cat.II] | 1st Day /Nos. | 0 | 300 | 300
| (d) 200 A [Cat.II] | 1st Day /Nos. | 0 | 400 | 400
| (f) 315 / 320 A [Cat.II] | 1st Day /Nos. | 0 | 600 | 600
| (g) 400 A [Cat.II] | 1st Day /Nos. | 0 | 750 | 750
| (h) 630 A [Cat.II] | 1st Day /Nos. | 0 | 1100 | 1100
| (i) 1000 A [Cat.II] | 1st Day /Nos. | 0 | 1250 | 1250
11-01-25. | Hire charges for Providing & erecting weather proof, dust & vermin proof / floor mounted Front operated outdoor type cubical Panel board having IP 64 protection made from 14 SWG thick CRC MS sheet for outer body and doors, 16 SWG thick CRC MS Sheet for internal partition with neccessary supporting angles, flats including cutting.bending , drilling, welding revetting, with internal Partition and cable alley as per requirement & instruction of Engineer in charge with SUPPLY AND ERECTION OF of following type switchgears /busbars with suitable size of inter connecting PVC copper wire/ copper strips,rubber grommets,rib,earth bus and earth bolt, foundation flange- bolts - base plates, sufficient Nos. of Hinged doors, handles with locking arrangement &rubber gasket complete .The panel shall be painted with epoxy powder coating and have Cu. Busbar strips . Each bus bar should insulated by color coded sleeve. WITH PHASE INDICATING Lamps--- Digital Multi function meter - Voltage, Amperes & Frequency only) with CTs coils) Each panel will contain earth bus and earth bolts with danger notice board. | 1st Day /Nos.
11-01-25a | [A] Cubical panel with main interior 400 A 4 pole on load Changeover switch and 400 A SFU/MCCB with four nos of 40 A DP MCB and four nos of 40 A FP MCB as standard outgoing. Other outgoing is to be incorporated as demanded by engineer in charge and rate for the same is to be taken extra in addition to this. | 1st Day /Nos. |  | 22000 | 22000
11-1-25b | [B] Cubical panel with main interior 250 A 4 pole on load Changeover switch and 250A SFU/MCCB with four nos of 40 A DP MCB and four nos of 40 A FP MCB as standard outgoing. Other outgoing is to be incorporated as demanded by engineer in charge and rate for the same is to be taken extra in addition to this.(Refer item no 11-1-26 & 11-1-27) | 1st Day /Nos. |  | 12000 | 12000
11-1-25c | [C] Power Distribution Cubical Panel with main incomer 125A also with change over switch of 125A TPN MCCB - 1 Nos., 200 A Alum. Busbar, Outgoing 16A SP MCB 10 KA - 6 Nos, [Panel size 800mm H x 600 mm W x 350 mm D] | 1st Day /Nos. |  | 8000 | 8000
11-1-26. | 63/100 A Four Pole Moulded Case Circuit Breaker with spreader terminal and indication lamp mounted on cubical panel with complete proper termination . | 1st Day /Nos. |  | 885.29 | 885.29
11-1-27. | 200 A Four Pole Moulded Case Circuit Breaker with spreader terminal and indication lamp mounted on cubical panel with complete proper termination . | 1st Day /Nos. |  | 1916.5 | 1916.5
Temp. Air Conditioning Machine
11-1-28 | Hire charges for providing erecting and dismantling after use of good running condition Air Conditioning ductable type AC Machine complete with erection, gas charging etc having capacity up to 8.5 Ton | 1st day / Per Ton | 0 | 2300 | 2300
11-1-29 | Hire charges for providing , erecting and dismantling after use of good running condition 14" flexible 600 GSM,SRF duct for ductable types ac machine one as per instruction of engineer in charge. | 1st day / Per Rn.Mtr | 0 | 325 | 325
11-1-30 | Hire charges for providing, erecting and dismantling after use 1.0 / 1.5 ton window type Air-conditioning machine complete with temporary frame and fabrication work & required materials to achieve cooling temp. | 1st day / No. | 0 | 815 | 815
11-1-31 | Hire charges for providing erecting and dismantling after use of good running condition temporary wooden frame made of teakwood for proper support of provide window AC unit blocking the side openings around the unit by hard wood / plywood & placing the provided unit in approved manner complete. | 1st day | 0 | 690 | 687.5
11-1-32 | Hire charges for providing, erecting and dismantling after use portable type Air-conditioning machine complete with erection ,gas charging and required flexible duct & required drain system etc. for 0.75 /1.0 Ton per one day as per instruction of engineer in charge. | 1st day / No. | 0 | 1900 | 1900
11-1-33 | Hire charges for providing erecting and dismantling after use of good running Tower type /Split type Air-Conditioning machine complete with erection gas charging etc. (a) 1.5-2 ton for one day as per instruction of engineer. | 1st day / No. | 0 | 3500 | 3500
11-1-34 | Hire charges for providing erecting and dismantling after use of good running condition Tower type/ split type Air-conditioning machine complete with erection, gas charging etc. (b) 3/4/5 Ton for one day as per instruction of engineer. | 1st day / No. | 0 | 7000 | 7000
11-1-35-A | Hire Charges for providing 90 Ltr capacity refrigerator complete with M.S. stand if necessary connected with main switchgear & connecting earthing. | 1st day / No. | 0 | 940 | 940
11-1-35-B | Hire Charges for providing 165 Ltr capacity refrigerator complete with M.S. stand if necessary connected with main switchgear & connecting earthing. | 1st day / No. | 0 | 1190 | 1190
11-1-35-C | Hire Charges for providing 250 / 280 Ltr capacity refrigerator complete with M.S. stand if necessary connected with main switchgear & connecting earthing. | 1st day / No. | 0 | 1375 | 1375
11-1-36 | Hire charges for providing 150 Ltr. Capacity water cooler with candle type water filter & M.S. Stand with minor plumbing work, connected with main switchgear and connecting earthing. | 1st day / No. | 0 | 1100 | 1100
11-1-37. | Hire charges for Supplying and erecting 19 / 20 mm. nominal bore Medium Class M.S. Pipe down rod erected with fan clamp/hook duly painted for fan complete with necessary 24/ O.20, 3 core flexible wire with earthing and installed in proper way to ensure vibration free movement.. | Rn Mtr | 0 | 13 | 13
11-1-38. | Hire charges for Supplying and erecting ISI mark Medium class RIGID PVC /Flexible Pipes erected on/in wall or ceiling erected with necessary fittings & boxes fixed with adhesive solution & Clamps in approved manner as directed | Rn Mtr |  | 3 | 3
11-1-39. | Hire Charges for Providing,erecting &,commissioning & dismantling AHU(Air Handling Unit) for circulating air as part of air conditioning system upto 34 ton i.e four units of 8.5 ton. | 1st day / No. |  | 15000 | 15000
11-1-40a | Hire charges for LED Flood Light Fittings with High Power White LEDs wattage of 1 Watt and above assemble on single MCPCB, efficiency more than 130 Im/w and corrosion free high pressure dia cast aluminum housing with smooth finish powder coated and hit sink extruded aluminum with diffuser and Polycarbonate optics/lenses with company mark/name engraved or embossed 120 to 300 V, Power factor more than 0.95, THD<10%, CCT 5000 K to 5700K, Uniformity ratio >0.45, Luminaire efficiency > 85 Lumens/Watt, LED driver efficiency >85%. CREE/OSRAM/PHILLIPS Lumileds /NICHIA/SEOUL/BridgeLux(U.S.A) make LED used for luminaire. (Each fitting required LM-79 & LM-80 Certificates) (B) Flood Light (IP-65), Surge -4KV ( e ) Above 150 watts to 240 watts Cat-III | 1st day / No. |  | 1162 | 1162
11-1-40b | ( e ) Above 100watts to 120 watts Cat-III | 1st day / No. |  | 780 | 780
11-1-40c | ( e ) Above 70 watts to 90 watts Cat-III | 1st day / No. |  | 655 | 655
11-1-41. | Hire charges for providing & dismantling earth pit of minimum bore dia.150mm size approved make Earthing Electrode consisting Pipe-in-Pipe Technology as per IS 3043-1987 made of corrosion free G.I.Pipes having Outer pipe dia of 50mm having 80-200 Micron galvanizing, Inner pipe dia of 25 mm having 200-250 Micron galvanizing, connection terminal dia of 12mm with constant ohmic value surrounded by highly conductive compound with high charge dissipation suitable for following type of applications(a) For Electrical Installation up to 440V in normal soil Length of pipe - 1 Mtr Back filling compound - 1 Nos Bag of 15 Kg. | 1st day / No. |  | 750 | 750
11-1-42. | Hire charges for providing erecting and dismantling after use of good running condition Industrial Air Cooler With Water filling erected as per instruction of engineer-in -charge | 1st day / No. | 0 | 2250 | 2250
Chapter 11.2 / Diesel Generator Set
11-2-1 | Hire charges for 240V A.C generating set following capacity with necessary fuel, mains, switchgears & accessories complete running on load / no load as per requirement. With transportation charges up to 30 kms..
| [A] 1 KVA to 2 KVA | 1 St.Day./no | 0 | 1090 | 1090
| [B] 3 KVA to 10KVA | 1 St.Day./no | 0 | 4700 | 4700
11-2-2 | Hire charges for440V A.C generating set following capacity with necessary fuel, mains, switchgears & accessories complete running on load / no load with acoustic sound proof enclosure etc as per requirement. With transportation charges up to 30 kms.
| [A] 3 KVA to 10KVA | 1 St.Day./no | 0 | 4700 | 4700
| [B] 11 KVA to 25 KVA ( excluding 25 KVA) | 1 St.Day./no | 0 | 5150 | 5150
| [C] 25 KVA to 40 KVA | 1 St.Day./no | 0 | 7500 | 7500
| [D] 50/62.5 KVA | 1 St.Day./no | 0 | 9000 | 9000
| [E] 75 KVA to 100 KVA | 1 St.Day./no | 0 | 18000 | 18000
| [F] 125 KVA | 1 St.Day./no | 0 | 24000 | 24000
| [G] 250 KVA | 1 St.Day./no | 0 | 38000 | 38000
11-2-3 | Hire charges for providing, erecting, and dismantling after use Flexible PVC insulated multistrand multi core 1.1 kv grade lSl marked copper wires for sound system of following size.
| a).2 5 Sq.mm 3 core round l PVC sheathed | Mtr | 0 | 26.25 | 26.25
| b).4.0 Sq mm 3 core round PVC sheathed | Mtr | 0 | 41.25 | 41.25
Temp. LED Screen & Videography items
11-3-1. | Hire charges for Providing ,Erecting and dismantling,after use of good running for Outdoor LED screen with necessary suitable structure,back support,wiring with Optical fibre cables with standby arrangement from LED panel to console & necessary switchgear ,ELCB & earthing etc.LED screen having a P4.8 or latest updated module & having a each block of uniform size as suitable for site requirement with minimum refresh rate of 3000MHZ and IP65 protection and brightness >= 5000 Cd/m2 as per requirement on site as per direction of engineer in charge.
11-3-1a. | (a) With truss Structure | 1 St.Day. /sq.ft | 0 | 625 | 625
11-3-1b. | (b) with metal/wooden structure | 1 St.Day. /sq.ft | 0 | 550 | 550
11-3-2. | Hire charges for Providing ,Erecting and dismantling,after use of good running for indoor LED screen with necessary suitable structure,back support,wiring with optical fibre cables with standby arrangement from LED panel to console & necessary switchgear ,ELCB & earthing etc.LED screen having a P4.8 or latest updated module & having a each block of uniform size as suitable for site requirement with minimum refresh rate of 1920MHZ,and IP54 protection,as per requirement on site as per direction of engineer in charge.
11-3-2a | (a) With truss Structure | 1 St.Day. /sq.ft | 0 | 575 | 575
11-3-2b. | (b) with metal/wooden structure | 1 St.Day. /sq.ft | 0 | 500 | 500
11-3-3. | Hire charges for Providing ,Erecting and dismantling,after use of good running for DTH system having enough size disc for receiving digital signal and set up box as required for programme complete with good quality interconnecting wires and necessary top up recharge( Tata Sky, Airtel, Dish TV, etc...) | 1 St.Day. | 0 | 1000 | 1000
11-3-4. | Hire charges for Providing ,Erecting and dismantling,after use of good running for jimmy jib motorized crane of length as per site requirement with necessary mechanical safety and competent operating person with HD SONY or equivalent make camera as per direction of engineer in charge | 1 St.Day/Job. | 0 | 20200 | 20200
11-3-5. | Hire charges for watch out software with multiple layered playback system having a latest licensed software version and media servers with multiple outputs and accessories with backup servers. | 1 St.Day/job. | 0 | 150000 | 150000
11-3-6. | Hire charges for laying armoured optical fiber cable as per direction of engineer incharge | 1 St.Day/mtr. | 0 | 25 | 25
11-3-7. | Hire charges with WiFi unit wireless IP HD camera as per direction of engineer in charge. | 1 St.Day/job. | 0 | 20000 | 20000
11-3-8. | Hire charges for OB van With necessary wired and wireless IP base HD camera with necessary lenses. OB Van having required capacity of diesel generator, mixers, monitors,with suitable converters and processors with satellite connectivity. | 1 St.Day/job. | 0 | 175000 | 175000
11-3-9. | Charges for Making digital video " takhti" with necessary music,graphics,special effects,voice and editing as per instruction | Per Job | 0 | 20000 | 20000
11-3-10. | Hire charges for Providing ,Erecting and dismantling,after use of good running Condition for digital projector with spring loaded wire , wire screen connected with necessary mains switch gears & maintaining the same during function. (A) lum.4500lm or higher Digital input ,control input, memory input, audio input etc. | 1 St.Day./no | 0 | 5000 | 5000
11-3-11. | Hire charges for providing, erecting and dismantling after use of good running for HD Digital Video Recording (3CCD) approved make Cameras for receiving and general shoots with competent authorized person (each camera) as per direction of Engineer-in-charge)with all cabling as site requirement | 1 St.Day. / Job | 0 | 15150 | 15150
11-3-12. | Hire charges for providing, erecting and dismantling after use of good running for Live Black magic HD digital Set up for mixing as per direction of Engineer-in-charge)with all cabling as site requirement | 1 St.Day. / Job | 0 | 50500 | 50500
11-3-13. | Hire charges for providing, erecting and dismantling after use of good running for High resolution on-line DVD making system and Digital Video recording set-up and providing DVDs as per Function requirement as per direction of Engineer - in -charge) | 1 St.Day. / Job | 0 | 3500 | 3500
11-3-14. | Hire charges for providing, erecting and dismantling after use of good running for HD ON LINE RECORDER and Digital Video recording set-up and providing DVDs as per Function requirement as per direction of Engineer - in -charge) | 1 St.Day. / Job | 0 | 10100 | 10100
11-3-15. | Hire charges for providing, erecting and dismantling after use of good running for 42"LED TV complete with necessary suitable cables as per requirement on site as per direction of Engineer - in - charge ) | 1 St.Day. / Job | 0 | 6000 | 6000
11-3-16. | Hire charges for providing, erecting and dismantling after use of good running for 52"/55" LED TV complete with necessary suitable cables as per requirement on site as per direction of Engineer - in -charge) | 1 St.Day. / Job | 0 | 7000 | 7000
Temp. Stage light & Truss System
11-4-1. | Hire charges for Providing erecting commissioning & Dismantling after use of temporary lighting as per instruction of Engineer in charge. The Stage Lighting consisting of Following with necessary stand by equipments in case of failure.
Lighting Equipment.
| (a) 1000 Watts 240 Volts Par Lights 200 Nos. (b) 54x3W RGBW IP-67 (Cree or Osram Chip) LED Par Lights - 200 Nos. (c) Moving Head 20R ( Beam, Spot, Wash) 3-in-1 Hybrid - 40 Nos. (d) Moving Head Sharpy (Beam) - 20 Nos. (e) LED Moving Head Wash - 24 Nos (f) Hazers - 8 Nos. (g) City colours 2500 Watts Lights - 8 Nos. (h) Follow Lights 2500 Watts - 4 Nos. (I) Control Dimmer - 8 Nos. (j) Sky Trackers - 4 Nos. (k) Fog Machine - 4 Nos. (l) Audience Blinder (4-eye) - 12 Nos. | 1 St.Day./no |  | 1555400 | 1555400
11-4-2. | Hire charges for Providing trussing for stage lighting as per instruction of event manager or engineer in charge it consisting of following.
| Front and back Truss Sections - Total 240(120+120) feet Left & Right side Truss Sections- Total 120(60+60) feet 6 nos . Ground supports Towers. 2 Nos . front to back triangular sections. 6 nos CM Load star motor chain hoist. With necessary shekels belts, safety pins locks as per requirements. | 1 St.Day./no |  | 444400 | 444400
Temp Sound System
11-5-1. | Hire charges for providing, erecting, Operating and dismantling the sound system consisting of following items duly cored with copper core (For one day) (a) 250W Audio Amplifier, 55A, 250W - 1 No. (b) High performance CD/DVD player and laptop- 1 No. (c) Horns with Units & matching transformer - 6 Nos. (d) 15" Speaker box two way 1000 watt - 4 Nos. (e) Microphone (shure/sennhieser) - 4Nos (f) Microphone Stand DGN - 4 Nos. (g) Cord wire with necessary cabling . (h) Voltage Stabilizer 3 KVA - 1 No. (i) 12V Battery - 1 No. (j) Cordless Microphone - 1 No. (K) Audio mixer 8/12/16 channel- 1 No. (L)Stage monitor- 2 Nos | 1st Day/ Job | 0 | 13750 | 13750
11-5-2. | Hire Charges providing, erecting, Operating and dismantling the sound system consisting of following items duly cored with core (For one days) 1. Power Amplifier QSC RM X 24500 - 8 Nos. 2. 250W Audio Amplifier SSA-250W - 6 nos. 3. 500W EM Booster SPA 5000 EM Booster - 2 nos. 4. High performance CD/DVD player and laptop- 1 No. 5. Horn with units and matching transformer 8.45+1100=1945 - 12 nos. 6. Cabinet Speaker with Hooper 5W x 650W - 20 nos. 7. Microphone Shoes SM 58 - 16 nos. 8. Microphone Stand (a) DGT 10 X 525.00 = 5250 - 1 Nos. (b) DGN 6 X 855 = 5130 - 6 Nos. 9. Voltage Servo Stabilizer 4KVA & UPS - 3 nos. 10. Battery - 2 nos. 11. Audio Mixer 24/32 Channel - 1 nos. 12.DI Box-8 nos. Effect Processor -1 no. 13. Cord less microphone - 1 nos. 14. Button Mike - 1 nos. 15.Crossover & equilizer-1 no 16.Stage monitor- 2 Nos 17.necessary mic wire with cabling. | 1st Day / Job | 0 | 99000 | 99000
11-5-3. | Hire charges for providing, erecting, testing & commissioning public address system / cultural programme 2 pair 3 way sound system having proper distribution of sound through out the fixed area comprising of the following (For one day) (1) Mid Top (15" inch speaker & 2 inch HF) 1000 watt - 8 Nos. (2) Base speaker (18" inch speaker) 10000 watt - 8Nos. (3) Power amplifier (QSC RMX2450) - 8 Nos. (4) Stage Monitor (500 Watt) - 4 Nos.&Side Fills Monitor(1000w)-2nos (5) Effect processor - 1 No (6) Active Cross over - 1 No. (7) Hand cordless Microphone - 3 Nos. (8) Microphone (SM58) - 10 Nos. (9) Microphone (SM57) - 5 Nos. (10) Audio Link 32 channel - 1 No (11) Microphone Stand - 15 Nos. (12) 24 channel audio mixer - 1 No. (13) CD & DVD player with Recorder / Pen Driver & laptop- 1 No. (14) 5 KVA Voltage Stabilizer - 1 No. with suitable Battery backup. | 1st Day/ Job | 0 | 200860 | 200860
11-5-4. | Hire Charges for providing erecting operating and dismantling the sound system consisting of following items duly Cored with copper Core. (For One days) (a) One No Audio amplifier up to 250W suitable for reproduction of sound (b) One No. DVD Player as per demand (c) Two No. Horn / Speaker with necessary matching transformer if required (d) Three Nos high sensitive Microphones of good quality with stand and cord Core of good quality (e) One No voltage stabilizer (f) One No. 12/24 V Battery (as a stand by) | 1st Day / Job | 0 | 3000 | 3000
11-5-5. | Hire charges for providing, erecting, testing & commissioning public address system / cultural programme 4 pair 3 way sound system having proper distribution of sound through out the fixed area comprising of the following (For one day) (1) Mid Top (15" inch speaker & 2 inch HF) 1000 watt - 12 Nos. (2) Base speaker (18" inch speaker) 10000 watt - 12 Nos. (3) Power amplifier (QSC RMX2450) - 12 Nos. (4) Stage Monitor (500 Watt) - 4 Nos. (5) Side Monitors (1000 Watt) - 2 Nos. (6) Effect processor - 1 No (7) Active Cross over - 1 No. (8) Equilizer (31 Bnd.) - 1 No. (9) Hand cordless Microphone - 4 Nos. (10) Microphone (SM58) - 12 Nos. (11) Microphone (SM57) - 6 Nos. (12) Audio Link 32 channel - 1 No (13) Microphone Stand - 18 Nos. (14) 24 channel audio mixer - 1 No. (15) CD & DVD player with recorder / Pen Driver - 1 No. (16) Laptop - 1 No. (17) 5 KVA Voltage Stabilizer - 1 No.with suitable Battery backup. | 1st Day / Job | 0 | 337150 | 337150
11-5-6. | Hire charges for providing, erecting, testing & commissioning public address system 6 to 8 pair 3 way Flying sound system having proper distribution of sound through out the fixed area comprising of the following for 1.0 to 1.5 lakh sq.feet dome area. (For one day) (1) RCF HDL20 / JBL VRX - 2 WAY TOPS – 16 to 20 Nos. (2) RCF / JBL Dual 18 Inch Sub Woofers - 6 Nos. (3) 32 Channel Digital Console Inbuilt Effect Processor - 31 Band Equalizer - High Performance Pre Amp (Midas M32 / Behringer X32 or Equivalent) - 1 Nos. (4) Backup / Stand by console – 1no ( Same or Equivalent Configuration Required) (5) Stage Monitors (800 Watt) - 4 Nos.(JBL VRX 915/ RCF V35/ JBL SRX 712 or Equivalent) (6) Side Fill Monitors (1000 Watt) - 2 Nos. ( JBL / BNC/ RCF or Equivalent) - 2 Nos. (7) Active Cross Over - 1 Nos. (8) Microphones with Stand (Shure / Sennheiser or Equivalent) - 22 Nos. (9) DI Box ( Behringer/ BSS/ Radial) - 8 Nos. (10) Cordless Microphones (Shure / Sennheiser or Equivalent) - 4 Nos. (11) Audio Link 32 Channel - 1 Nos. (12) High Performance CD/DVD Player /Laptop - 1 Nos. (13) 3 KVA UPS - 1 Nos. (14) 1 KVA UPS – 2Nos. (15) 2 Way Speakers – 4to6 Nos for Stand By System. | 1st Day/job | 0 | 750000 | 750000
11-5-7. | Hire charges for providing, erecting, testing & commissioning public address system 6 to 8 pair 4 way/ 3 way Flying sound system having proper distribution of sound through out the fixed area comprising of the following for 1.5 to 2.5 lakh sq.feet dome area. (For one day) (1) EAW KF740 / JBL VTX V20/RCF HDL20 / JBL VRX – 3WAY/2 WAY TOPS – 24to 36 Nos. (2) RCF / JBL Dual 18 Inch Sub Woofers - 6 Nos. (3) 32/48 Channel Digital Console Inbuilt Effect Processor - 31 Band Equalizer - High Performance Pre Amp (Midas M32 / Behringer X32 or Equivalent) - 1 Nos. (4) Backup / Stand by console – 1no ( Same or Equivalent Configuration Required) (5) Stage Monitors (800 Watt) - 4 Nos.(JBL VRX 915/ RCF V35/ JBL SRX 712 or Equivalent) (6) Side Fill Monitors (1000 Watt) - 2 Nos. ( JBL / BNC/ RCF or Equivalent) - 2 Nos. (7) Active Cross Over - 1 Nos. (8) Microphones with Stand (Shure / Sennheiser or Equivalent) - 22 Nos. (9) DI Box ( Behringer/ BSS/ Radial) - 8 Nos. (10) Cordless Microphones (Shure / Sennheiser or Equivalent) - 4 Nos. (11) Audio Link 32 Channel - 1 Nos. (12) High Performance CD/DVD Player /Laptop - 1 Nos. (13) 3 KVA UPS - 1 Nos. (14) 1 KVA UPS – 2Nos. (15) 2 Way Speakers – 4to6 Nos for Stand By System | 1st day/job | 0 | 1250000 | 1250000
11-5-8. | Hire charges for providing, erecting, testing & commissioning public address system 6 to 8 pair 4 way/ 3 way Flying sound system having proper distribution of sound through out the fixed area comprising of the following for 2.5 to 4.0 lakh sq.feet dome area.. (For one day) (1) EAW KF740 / JBL VTX V20/RCF HDL20 / JBL VRX – 3WAY/2 WAY TOPS – 36 to 50 Nos. (2) RCF / JBL Dual 18 Inch Sub Woofers - 6 Nos. (3) 32/48 Channel Digital Console Inbuilt Effect Processor - 31 Band Equalizer - High Performance Pre Amp (Midas M32 / Behringer X32 or Equivalent) - 1 Nos. (4) Backup / Stand by console – 1no ( Same or Equivalent Configuration Required) (5) Stage Monitors (800 Watt) - 4 Nos.(JBL VRX 915/ RCF V35/ JBL SRX 712 or Equivalent) (6) Side Fill Monitors (1000 Watt) - 2 Nos. ( JBL / BNC/ RCF or Equivalent) - 2 Nos. (7) Active Cross Over - 1 Nos. (8) Microphones with Stand (Shure / Sennheiser or Equivalent) - 22 Nos. (9) DI Box ( Behringer/ BSS/ Radial) - 8 Nos. (10) Cordless Microphones (Shure / Sennheiser or Equivalent) - 4 Nos. (11) Audio Link 32 Channel - 1 Nos. (12) High Performance CD/DVD Player /Laptop - 1 Nos. (13) 3 KVA UPS - 1 Nos. (14) 1 KVA UPS – 2Nos. (15) 2 Way Speakers – 4to6 Nos for Stand By System | 1st Day/job | 0 | 1750000 | 1750000
11-5-9. | Additional Mid Top (15" inch Speaker&2" HF) 1000 watt | 1 St.Day./NO | 0 | 5400 | 5400
11-5-10. | Additional Base speaker (18"Speaker) 1000 Watt | 1 St.Day./NO | 0 | 2400 | 2400
11-5-11. | Additional Flying 2 Way Top (10 Inch Speakers and 2 HF) | 1 St.Day./NO | 0 | 9000 | 9000
11-5-12. | Additional Flying 3 Way Top (10/12/15 Inch Speakers and 2 HF) | 1 St.Day./NO | 0 | 12000 | 12000
11-5-13. | Additional Power Amplifiers ( QSC RMX 2450) | 1 St.Day./NO | 0 | 3240 | 3240
11-5-14. | Additional cordless microphone, | 1 St.Day./NO | 0 | 960 | 960
11-5-15. | Additional collar / Button Mike | 1 St.Day./NO | 0 | 600 | 600
11-5-16. | Additional Microphone | 1 St.Day./NO | 0 | 240 | 240
11-5-17. | Additional Horn with units and matching transformer 8.45+1100=1945 | 1 St.Day./NO | 0 | 240 | 240
11-5-18. | Additional Cabinet Speaker with Hooper 5W x 650W | 1 St.Day./NO | 0 | 240 | 240
11-5-19. | Hire charges for providing and erecting the Iron Scaffold towers of size 5' x 5'-0" x 25'-0" (High) with necessary supports and cross arms with necessary accessories as per requirement on site for erection of horns and halogen fittings as directed (For Two Days) | 1 St.Day./Job | 0 | 12000 | 12000
11-5-20. | Hire charges for Bamboos to be erected as directed up to length 5-0 mtr. (including Transportation) | 1 St.Day./Job | 0 | 30 | 30
11-5-21. | Hire charges for providing, erecting approved make 3.5KVA Inverter cum UPS system with operating capacity for input 160-270 V AC & inverter having output 230V 50Hz AC with 4 NOS 160 AH suitable voltage SMF batteries FOR 4 HRS BACKUP.. | 1 St.Day./NO | 0 | 4350 | 4350
11-5-22. | Hire charges for providing, erecting, Operating and dismantling the sound system for State Level Cultural Mega Event. Main Stage Front House Sound system shall consist of Eight pairs of line array tops, accompanied by subs as prescribed by manufacturer. (1) The array tops shall consist of dual 15" / 12” Transducers of 1200 watts for low / low mid frequency, Four 8" transducers of 600 watts for reproduction of mids and two or three compression drivers couples to horns of 300 watts for reproduction of high frequency- L acoustics K2, Nexo STM, Das Aero 50, RCF-TT-55A, JBL Vertec-4889, EAW KF740 Only 90000 Watt Front of House 8 Pair (16 Nos.) (2) 2000 Watt with dual 18" Transducers for reproduction of Sub Woofers L Acoustics KS28, JBL 4880A, RCF 8006AS, EAW SB 1002/2001 Only. Front of House 6 Pair (12 Nos.) (3) Digital Mixing Console - Digi Design Venue SC48, Sound Craft VI-3000, DIGICO SD10, YAMAHA-CL5. (4) Stage Monitors (JBL VRX 915/ RCF V35/ JBL SRX 712 or Equivalent) 8 Nos. (5) Side Fill Monitors ( JBL / BNC/ RCF or Equivalent) - 2 pair 3 way . (6) Cordless Microphones - 6 Nos. (7) Delay Stack shall consist of six pair Flying Line Array accompanied by prescribed no of Sub's Homogeneity in brands is compulsory Approx 50000 Watts. - 2 Nos. | 1 St.Day./job | 0 | 1850000 | 1850000
11-5-23. | Hire Charges for providing, erecting, operating and dismentalling the sound system consisting of following items duly covered with copper core [For One Days] 1. 250W Audio Amplifier 55A 250W - 3 Nos. 2. Horns with Units & matching transformer - 6 Nos. 3. 12” Speaker box two way VS 300 - 4 Nos. 4. Microphone SM 58 - 6 Nos. 5. Microphone stand DGN - 6 Nos. 6. Tape recorder / CD play with C.D. - 1 No. 7. Voltage Stabilizer 3KVA - 1 No. 8. Cordless Microphone - 1 No. | 1stday/job | 0 | 31500 | 31500
11-5-24. | Hire Charges for providing, erecting, operating and dismentalling the sound system consisting of following items duly covered with copper core [For One Days] 1. Power Amplifier QSE RM x 24500 - 4 Nos. 2. 250W Audio Amplifier SSA - 250W - 2 Nos. 3. 500W EM Booster SPA 5000 EM Booster - 2 Nos. 4. Tape Recorder / CD Player with CD - 2 Nos. 5. Horn with units and matching Transformer 845 + 1100 = 1945 - 6 Nos. 6. Cabinet speaker with woofer 5W x 650W - 8 Nos. 7. Microphone shure SM 58 - 8 Nos. 8. Microphone Stand (a) DGT 10 x 525.00 = 5250 - 2 Nos. (b) DGN 6 x 855 = 5130 - 6 Nos. 9. Voltage Servo Stabilizer 4 KVA - 1 Nos. 10. Audio Mixer 16 Channel - 1 No. 11. Effect Processor - 1 No. 12. Cord less microphone - 1 No. | 1st Day/job | 0 | 57750 | 57750
11-5-25 | Hire charges for providing, erecting, testing & commissioning, operating, and dismentalling of Main Console System for public address system for PM / PRESIDENT / VVIP FUNCTION Digital Mixing Console, DIGI Design Venus SC-48 / DIGICO SD10, ALLEN & HEALTH D LIVE 7000, SOUND CRAFT VI 3000 , YAMAHA CL-5 - 2Nos. FOH & MOH Splitter(MIDAS DL431/ARX/WORLDWIND )-2 Nos for Stand by Console-1 Nos. Stage Monitors - 800 Watts -(JBL / VRX 915 / RCF V35 / JBL SRX 712 or Equi.) - 6 Nos. Side Files Monitors (100-200 Watts ) - JBL /BNC / RCF OR Equi - 2 Nos. Mixer, Line out with Monitors (100-200 Watts ) - JBL /BNC / RCF or Equi. - 2 Nos. for Green Room area dome Active Crossover - 2 Nos. Microphone with stand ( SHURE / SENNIHEIZER OR Equi) - 22 Nos Podium Microphones ( SHURE / SENNIHEIZER / DPA ) - 6 Nos. DI BOX ( BEHRINGER / BSS / RADIAL ) - 8 Nos. Cordless Microphones - ( SHURE / SENNIHEIZER OR EQUIVELENT ) - 04 Nos AUDIO LINK 32 CHANNEL - 1 NOS. High Performance CD/DVD player- 1 No., Laptop with AV in-output 1 No. for Recording and playing. 3 KVA UPS - 2 NOS. , & 1 KVA UPS - 3 NOS. 2 WAY Speakers for stand by system run on UPS - 4 Nos. Rates are for One day of Working and one day before testing (Not including Rehearsal) |  | 0 | 325000 | 325000
11-5-26 | Hire charges for providing, erecting, testing & commissioning, operating, and dismentalling of main PA System for public address system for PM / PRESIDENT / VVIP Function L ACOUSTIC / MEYER SOUND / D&B AUDIOTECHNICA / JBL / EAW - 3 WAY TOPS - Pair of Six Nos. and SUB WOOFERS - Pair of 3 Nos. Power Amplifier - 12Nos. for Above L ACOUSTIC/ JBL / EAW / D&b / RCF HDL 20 / 2 WAY 1000 WATT FOR CENTRE FILL - 4 Tops with necessary Amplifiers. All necessary truss, control power conditioner protection panels, signal wiring with enough spare wires/cables with safe guard protection. Rates are for One day of Working and one day before testing (Not including Rehearsal) |  | 0 | 500000 | 500000
11-5-27 | Hire charges for providing, erecting, testing & commissioning, operating, and dismentalling of PAIR OF DE:AY STACK for public address system for PM / PRESIDENT / VVIP FUNCTION RCF HDL 20 / JBL VRX / L ACOUSTIC / MEYER SOUND / D&B AUDIOTECHNICA / JBL / EAW - 2 WAY OR 3 Way Tops - pair of 3/4 Nos. Power Amplifiers - 3 NOS NECESSARY AMPLIFIER POWER SUPPLY PANNEL - 1 NOS All necessary truss, control power conditioner protection panels, signal wiring with enough spare wires/cables with safe guard protection. Rates are for One day of Working and one day before testing (Not including Rehearsal) |  | 0 | 125000 | 125000
11-5-28 | Hire charges for providing, erecting, testing & commissioning, operating, and dismentalling of Sound Console system for public address system for CM/ VVIP FUNCTION 32 Channel Digital Console in built effect processor, 3I Band Equalizer , High performance, PRE AMP (MIDAS M32 / BERHINGER X32 OR EQUIVELENT ) - 1 NOS. Stage Monitors- 800 Watts (JBL / VRX 915 / RCF V35 / JBL SRX 712 OR EQUIVELENT) - 4 Nos. Side fills Monitors-100 WATTS (JBL /BNC / RCF OR EQUIVELENT) - 2 Nos. Active Crossover - 1 Nos. Microphones with stand (SHURE / SENNIHEIZER OR EQUIVELENT ) - 22 Nos DI BOX ( BEHRINGER / BSS / RADIAL ) - 8 Nos. High Quality Cordless microphones-(SHURE / SENNIHEIZER or equivalent.) - 04 Nos Audio Link 32 Channel - 1 Nos. High Performance CD/DVD player- 1 No., Laptop with AV in-output 1 No. for Recording and playing. 2 KVA UPS - 2 Nos. All necessary, control, signal wiring with enough spare wires/cables with safe guard protection. Rates are for One day of Working and one day before testing (Not including Rehearsal) |  | 0 | 200000 | 200000
11-5-29 | Hire charges for providing, erecting, testing & commissioning, operating, and dismentalling of public address system for CM/ VVIP FUNCTION RCF HDL 20 / JBL VRX - 2 WAY TOPS - Pair of 6 Nos. RCF 8006 AS SUBS / JBL DUAL 18' SUB WOOFER - Pair of 3 Nos. POWER AMLIFIER - 12 NOS RCF HDL 20 / 2 WAY 1000 WATT FOR CENTRE FILL - 4 TOPS NECESSARY AMPLIFIER POWER SUPPLY PANNEL - 3 NOS All necessary truss, control, signal wiring with enough spare wires/cables with safe guard protection. Rates are for One day of Working and one day before testing (Not including Rehearsal) |  | 0 | 300000 | 300000

## chapter 11
CHAPTER-XI TEMPORARY ILLUMINATION,A/C,PUBLIC ADDRESS AUDIO/ VIDEO & STANDBY POWER SYSTEM
(Rates included GST/Service Tax)
NOTES
1 | The rates for temporary D.G,sound ,E.I. ,A.C. , LED, TV, Multi media are applicable for 1st day including preparatory & testing period & no additional amount shall be paid for that but for rehearsal if ask by authority, additional amount shall be paid 25% of first day rental charges.
2 | (i) For the second day of function , 40% of first day rent shall be considered. (ii) For each additional day after Second day of function but not exceeding 15 days, 15% of first day rental cost will be considered.
3 | After 15 days 5% of 1st day rental cost will be limited do 80% of full rate of newly purchased equipments .For more than above days,it is necessary to have consent letter of administrative authority.
4 | Testing of all temporary arrangement will be positively given before 12 hours start of function or rehearsal (if ask by concerned Authority) .
5 | For D.G. set, rental rates are applicable for first day. (1)For next subsequently 7 days ,90% of first day rental charges will be applied (2)from 8th day ,80% of the 1st day rental charges shall be applied and no additional amount will be paid for preparation & testing periods except rehearsal if required.
6 | The above rates are for the function with on load working of DG set up to 5 hours per day and if the DG set is to be used continuously on load mote 5 hours per day then for each 5 KVA of DG set add Rs 60.00 per hour operation to be paid extra.
7 | Necessary certificate from electrical inspector will be taken by concern Agency before 4 hours starting from function / rehearsal positively .
8 | The rate for DG Set included transportation charges for up to 30 kms from Concern Division H.Q. to function place and back. Add Rs . 500/- for additional 30 kms. Block.
9 | The items which are not included in SOR the higher charges should be derived as 10% of total cost of item for 1 st day.
10 | All switchgears,cables,wires, fittings & Lamps with accessories etc must be ISI MARKED Positively.
11 | Rates is inclusive of material, labour, supervision, liaison, transportation -overheads and All taxes including GSTexcept 1% labour cess.
11-1-1 | Hire charges for providing erecting temp LED light 10 mm bulbs approved high glow with complete wiring with auto changer reverse and after good use dismantling.
| (A) Strip Light. (Minimum 38 Lamps / Mtr.) | 1st Day /RMT | 0 | 21 | 21
| (B) Series Light. (Minimum 5 Lamps / Mtr.) | 1st Day /RMT | 0 | 3 | 3
| (C) Rope Light. (Minimum 15 Lamps. / Mtr.) | 1st Day /RMT | 0 | 7 | 7
| (D) Decorative LED design light on board | 1st Day /lamp | 0 | 1 | 1
| (E) Decorative LED palm piece | 1st Day /piece | 0 | 250 | 250
11-1-2 | Hire charges for providing erecting and dismantling temporary illumination, consisting of strip lights complete with holders, bulbs up to 40Watt lamp of different colours complete with necessary lead wires erected and dismantled. | 1st Day / No | 0 | 3 | 3
11-1-3-a | Hire charges for providing erecting and dismantling temporary illumination consisting of the LED tube lights 22 watt minimum complete withlead wires | 1st Day / No | 0 | 20 | 20
11-1-3-b | For use of decorative tube in place of simple tube | 1st Day | 0 | 13 | 13
11-1-4 | Hire charges for providing erecting and dismantling temporary illumination consisting of flood light fitting up to 100 Watt complete with holders lead wires, incandescent lamp with different colours with indoor / outdoor type | 1st Day /Nos | 0 | 17 | 17
11-1-5 | Hire charges for providing erecting and dismantling temporary illumination consisting of halogen fitting 500 Watt / 85 watt retrofit CFL lamp/60watt LED lamp with suitable size Al. reflector complete with holders tube and lead wires. (outdoor Type) | 1st Day /Nos | 0 | 60 | 60
11-1-6-b | Hire charges for providing erecting and dismantling temporary illumination consisting of halogen fitting 1000 Watt complete with holders tube and lead wires. (Outdoor Type) | 1st Day /Nos | 0 | 80 | 80
11-1-7 | Hire Charges for heavy duty flood light luminaire comprises die cast aluminium body with heat resistant toughened front glass, silicon rubber gasket, electromechanically brightened anodised aluminium reflector , hot deep galvanized M.S. cradle clamp with suitable size of necessary control gear box having choke, capacitor, holder, lamp etc. complete.
| (A) Suitable for One No. 70 watt HPSV / Metal helide lamp | 1 St.Day./no | 0 | 193 | 193
| (B)Suitable for One No. 150 watt HPSV / Metal helide lamp | 1 St.Day./no | 0 | 270 | 270
| (C)Suitable for One No. 250 watt HPSV / Metal helide lamp | 1 St.Day./no | 0 | 300 | 300
| (D)Suitable for One No. 400 watt HPSV / Metal helide lamp | 1 St.Day./no | 0 | 483 | 483
11-1-8 | Hire charges for providing erecting and dismantling after use of good running condition for the HPSV street light fitting with necessary accessories and lamps with fixing arrangement as per direction of engineer incharge
| (a) suitable for 70 watt | 1 St.Day./no | 0 | 115 | 115
| (b) suitable for 150 watt | 1 St.Day./no | 0 | 138 | 138
| (b) suitable for 250 watt | 1 St.Day./no | 0 | 174 | 174
| (b) suitable for 400 watt | 1 St.Day./no | 0 | 269 | 269
11-1-9 | Providing and fixing chaser to give running erected to strip light and min up to load of 5 KW | 1 St.Day./no | 0 | 176 | 176
11-1-10 | Hire charges for providing, erecting and dismantling after use in good running condition for temp. arrangement of city colour HMI light with necessary KW capacity Lamps with its control panel and wiring and operating complete.
| (a) 2 / 2.50 Kw. | 1 St.Day./no | 0 | 10450 | 10450
| (a) 4.0 Kw. | 1 St.Day./no | 0 | 17050 | 17050
11-1-11 | Hire charges for providing, erecting as per direction of Engineer in charge and dismantling after use in good running condition with providing temp illumination by CYBER / SCANNER lights of 1200 watt rotating mechanism controlled by microprocessor base pre programmed controllers with suitable data control. and power cables and connections. | 1 St.Day./no | 0 | 8250 | 8250
11-1-12 | Hire charges for providing, erecting & dismantling Sharpy Moving Head light 200-440 w 20R(Beam,Spot,Wash)3-in-1 hybrid with necessary wiring & controller as required and as per instruction of engineer-incharge | 1 St.Day./no | 0 | 7500 | 7500
11-1-13 | Hire charges for providing & dismantling temp. three light consisting Neon / LED Light with electronically controlled effects(Par light) complete erected with necessary supports with connection & necessary controller .
11-1-13-A | (a) 50 to 150 Watt | 1st. Day Per No. |  | 1200 | 1200
11-1-13-B | (b) above 150 Watt | 1st. Day Per No. |  | 1800 | 1800
11-1-14-A | Hire charges for providing erecting and dismantling after use of good running condition 1200 mm / 1400 mm size ceiling fan with down rod and clamp complete | 1st Day /Nos | 0 | 80 | 80
Add.10% more for erection in dome
'11-1-14-B | Higher charges for providing erecting and Removing after use of good running condition 300 mm/ 400 mm size low noise oscillation type pedestal fan of good condition. | 1st Day /Nos | 0 | 287.5 | 287.5
'11-1-14-C | Hire charges for providing, & erecting and dismantling after use of good running condition 600mm/900mm heavy duty air-circulator pedestal type fan of good running condition. | 1st Day /Nos | 0 | 250 | 250
'11-1-14-D | Hire charges for providing erecting and dismantling after use of good running condition Desert Cooler complete with necessary water filling arrangements with stand & 3 core wire with top etc.. | 1st Day /Nos | 0 | 500 | 500
11-1-15 | Hire charges for providing for temporary plug point with 5/15Amp plug switch combined, erected in wooden board complete | 1st Day /Nos | 0 | 25 | 25
11-1-16 | Hire charges for providing erecting and dismantling after use in good running condition with necessary interconnecting wire/cable on panel board.
| (a) D.P. Switch 16A/32A, 230V | 1st Day /Nos | 0 | 31 | 31
| (b) T.P. Switch with neutral 16A/32A 440V | 1st Day /Nos | 0 | 40 | 40
| (C ) T.P. Switch with neutral 63A/200A 440V | 1st Day /Nos | 0 | 80 | 80
| (d) TPN Switch 200A/250A, 400V | 1st Day /Nos | 0 | 250 | 250
| (e) BUSBAR (i) 63 Amp to 100 Amp. Up to 1 Mtr. | 1st Day /Nos | 0 | 120 | 120
| (e) BUSBAR (i) 63 Amp to 100 Amp. Above 1 Mtr. | 1st Day /Nos | 0 | 150 | 150
| (e) BUSBAR (ii) 200 Amp. Up to 1 Mtr. | 1st Day /Nos | 0 | 208 | 208
| (e) BUSBAR (ii) 200 Amp. Above 1 Mtr. | 1st Day /Nos | 0 | 245 | 245
| (f) Change Over Switches 4 Pole 440 V (i) 16 A - 32 A | 1st Day /Nos | 0 | 60 | 60
| (f) Change Over Switches 4 Pole 440 V (ii) 63 A | 1st Day /Nos | 0 | 170 | 170
| (f) Change Over Switches 4 Pole 440 V (iii) 100A - 125A | 1st Day /Nos | 0 | 280 | 280
| (f) Change Over Switches 4 Pole 440 V (iv) 200A - 300A | 1st Day /Nos | 0 | 450 | 450
| (g) Change Over Switches 4 Pole 440 V (v) 400 A | 1st Day /Nos | 0 | 790 | 790
| (h) Change Over Switches 4 Pole 440 V (vi) 630A | 1st Day /Nos | 0 | 1230 | 1230
| (I) Change Over Switches 4 Pole 440 V (vii) 800A | 1st Day /Nos | 0 | 1540 | 1540
| (j) Distribution Boards 3 phase 440V 6A/32A (i) 4 - 6 Way | 1st Day /Nos | 0 | 90 | 90
| (k) Distribution Boards 3 phase 440V 6A/32A (ii) 8-12 Way | 1st Day /Nos | 0 | 160 | 160
| (l) MCB Distribution boards Three phase 230V, (i) 4 -6 -8 Way | 1st Day /Nos | 0 | 290 | 290
11-1-17-b | Hire charges for providing erecting and dismantling after use in good running condition. Section pillar fabricated from 16 SWG thick M.S. Sheet with 40 x 40 x 6 mm thick angle iron legs with 12 mm thick bakelite / wooden sheet erected complete with following sizes (b) Section pillar having size 75 x 60 x 45 | 1st Day /Nos | 0 | 300 | 300
11-1-17-c | Hire charges for providing erecting and dismantling after use in good running condition. Section pillar fabricated from 16 SWG thick M.S. Sheet with 40 x 40 x 6 mm thick angle iron legs with 12 mm thick bakelite / wooden sheet erected complete with following sizes (c ) Section pillar having size 60 x 30 x 45 | 1st Day /Nos | 0 | 170 | 170
11-1-18 | Hire charges for providing & dismantling pipe type earthing for temporary electrical installation having G.I. pipe, erected in earth pit with necessary salt & charcoal & necessary earth wire. | 1st day | 0 | 115 | 115
11-1-19 | Hire charges for providing, erecting & dismantling after use of good running condition for PVC copper /Aluminium wire mains with suitable copper PVC 1.5 / 2.5 Sq.mm earth wire of following size
| (a) 2 wire 1 /1.5 / 2.5 Sq.mm Copper | 1st. Day Per RMT. | 0 | 3.25 | 3.25
| (a) 2 wire 1 /1.5 / 2.5 Sq.mm Aluminium | 1st. Day Per RMT. | 0 | 0.5 | 0.5
| (b) 2 wire 4 /6 Sq.mm Copper | 1st. Day Per RMT. | 0 | 4.25 | 4.25
| (b) 2 wire 4 /6 Sq.mm Aluminium | 1st. Day Per RMT. | 0 | 0.9 | 0.9
| (c) 4 wire 4 Sq.mm Copper | 1st. Day Per RMT. | 0 | 7.4 | 7.4
| (c) 4 wire 4 Sq.mm Aluminium | 1st. Day Per RMT. | 0 | 1.9 | 1.9
| (d) 4 wire 6 Sq.mm Copper | 1st. Day Per RMT. | 0 | 10.75 | 10.75
| (d) 4 wire 6 Sq.mm Aluminium | 1st. Day Per RMT. | 0 | 3.1 | 3.1
| (e) 4 wire 10 Sq.mm Copper | 1st. Day Per RMT. | 0 | 12.9 | 12.9
| (e) 4 wire 10 Sq.mm Aluminium | 1st. Day Per RMT. | 0 | 4.4 | 4.4
11-1-20-A | Hire charges for providing erecting as per direction of Engineer in charge dismantling after use of good running condition for temporary power supply the XLPE insulated armoured cable Aluminium conductor of following size.
| (a) 2 Core 10 Sq.mm | 1st Day /Mtr. | 0 | 11.8 | 11.8
| (b) 4 Core 4 / 6 / 10 Sq.mm | 1st Day /Mtr. | 0 | 16 | 16
| (c) 4 Core 16 / 25 Sq.mm | 1st Day /Mtr. | 0 | 18.1 | 18.1
| (d) 3 1/2 Core 35 Sq.mm | 1st Day /Mtr. | 0 | 21.5 | 21.5
| (e) 3 1/2 Core 50 / 70 Sq.mm | 1st Day /Mtr. | 0 | 30 | 30
| (f) 3 1/2 Core 95 / 120 Sq.mm | 1st Day /Mtr. | 0 | 45.25 | 45.25
| (g) 3 1/2 Core 150 / 185 Sq.mm | 1st Day /Mtr. | 0 | 61.25 | 61.25
11-1-20-B | Hire charges for providing, erecting as per direction of Engineer-in-charge, dismantling after use of good running condition for temporary power supply, the XLPE insulated armoured. cable multistrand Copper conductor of following size
| (a) 3 1/2 Core 35 Sq.mm | 1st Day /Mtr. | 0 | 50 | 50
| (b) 3 1/2 Core 50 Sq.mm | 1st Day /Mtr. | 0 | 75 | 75
| (c) 4 Core 16 Sq.mm | 1st Day /Mtr. | 0 | 93.75 | 93.75
| (d) 4 Core 25 Sq.mm | 1st Day /Mtr. | 0 | 43.75 | 43.75
11-1-21 | Hire charges for providing, erecting with necessary connection and dismantling after user of good running ELCBs/RCCBs conforming to IS 12640 and having sensitivity of 30 Ma and Short circuit withstand capacity of 6 KA and suitable for operation on single phase 240 V having characteristic of quick action & tripping with all advance feature & do not incorporate any electronic component for following Max rating
| (ii) 40 Amps D.P [Cat.II] | 1st Day /Nos. | 0 | 140 | 140
| (iii) 63 Amps D.P [Cat.II] | 1st Day /Nos. | 0 | 175 | 175
11-1-22 | Hire charges for providing, erecting with necessary connection and dismantling after user of good running ELCBs/RCCBs conforming to IS 12640 and having sensitivity of 30 ma and short circuit withstand capacity of 6 KA and Suitable for operation on 3 Phase and neutral 415V having characteristic of quick action & tripping with all advance feature & do not incorporate any electronic component for following Max rating
| (ii) 40 Amps FP [Cat.II] | 1st Day /Nos. | 0 | 160 | 160
| (iii) 63 Amps FP [Cat.II] | 1st Day /Nos. | 0 | 190 | 190
| (iv) 100 Amps FP (100m A Sensitivity) [Cat.II] | 1st Day /Nos. | 0 | 245 | 245
11-1-23 | Hire charges for providing, erecting with necessary connection and dismantling after user of good running Approved make Four Pole LT Heavy Duty Switch Disconnector Fuse Unit Cubical type for panel mounting complete with operating mechanism suitable to operate on 415 V AC 23A duty with HRC fuses of suitable load confirming to I.S 13947 (Part I & III) of following capacities.
| (a) 32 Amp [Cat.II] | 1st Day /Nos. | 0 | 125 | 125
| (b) 63 Amp [Cat.II] | 1st Day /Nos. | 0 | 160 | 160
| © 125 Amp [Cat.II] | 1st Day /Nos. | 0 | 250 | 250
| (d) 200 Amp [Cat.II] | 1st Day /Nos. | 0 | 350 | 350
| (e) 250 Amp [Cat.II] | 1st Day /Nos. | 0 | 450 | 450
| (f) 315 / 320 Amp [Cat.II] | 1st Day /Nos. | 0 | 500 | 500
| (g) 400 Amp [Cat.II] | 1st Day /Nos. | 0 | 650 | 650
| (h) 630 Amp [Cat.II] | 1st Day /Nos. | 0 | 990 | 990
| (i) 800 Amp [Cat.II] | 1st Day /Nos. | 0 | 1150 | 1150
11-1-24 | Hire charges for providing, erecting with necessary connection and dismantling after user of good running Supplying & erecting approved make Four Pole 415V change over switch interior for panel mounting with operating mechanism A.C. 23 duty confirming to I. S.S. for
| (a) 32 - 40 A [Cat.II] | 1st Day /Nos. | 0 | 130 | 130
| (b) 63 A [Cat.II] | 1st Day /Nos. | 0 | 180 | 180
| (c) 100 - 125 A [Cat.II] | 1st Day /Nos. | 0 | 300 | 300
| (d) 200 A [Cat.II] | 1st Day /Nos. | 0 | 400 | 400
| (f) 315 / 320 A [Cat.II] | 1st Day /Nos. | 0 | 600 | 600
| (g) 400 A [Cat.II] | 1st Day /Nos. | 0 | 750 | 750
| (h) 630 A [Cat.II] | 1st Day /Nos. | 0 | 1100 | 1100
| (i) 1000 A [Cat.II] | 1st Day /Nos. | 0 | 1250 | 1250
11-01-25. | Hire charges for Providing & erecting weather proof, dust & vermin proof / floor mounted Front operated outdoor type cubical Panel board having IP 64 protection made from 14 SWG thick CRC MS sheet for outer body and doors, 16 SWG thick CRC MS Sheet for internal partition with neccessary supporting angles, flats including cutting.bending , drilling, welding revetting, with internal Partition and cable alley as per requirement & instruction of Engineer in charge with SUPPLY AND ERECTION OF of following type switchgears /busbars with suitable size of inter connecting PVC copper wire/ copper strips,rubber grommets,rib,earth bus and earth bolt, foundation flange- bolts - base plates, sufficient Nos. of Hinged doors, handles with locking arrangement &rubber gasket complete .The panel shall be painted with epoxy powder coating and have Cu. Busbar strips . Each bus bar should insulated by color coded sleeve. WITH PHASE INDICATING Lamps--- Digital Multi function meter - Voltage, Amperes & Frequency only) with CTs coils) Each panel will contain earth bus and earth bolts with danger notice board. | 1st Day /Nos.
11-01-25a | [A] Cubical panel with main interior 400 A 4 pole on load Changeover switch and 400 A SFU/MCCB with four nos of 40 A DP MCB and four nos of 40 A FP MCB as standard outgoing. Other outgoing is to be incorporated as demanded by engineer in charge and rate for the same is to be taken extra in addition to this. | 1st Day /Nos. |  | 22000 | 22000
11-1-25b | [B] Cubical panel with main interior 250 A 4 pole on load Changeover switch and 250A SFU/MCCB with four nos of 40 A DP MCB and four nos of 40 A FP MCB as standard outgoing. Other outgoing is to be incorporated as demanded by engineer in charge and rate for the same is to be taken extra in addition to this.(Refer item no 11-1-26 & 11-1-27) | 1st Day /Nos. |  | 12000 | 12000
11-1-25c | [C] Power Distribution Cubical Panel with main incomer 125A also with change over switch of 125A TPN MCCB - 1 Nos., 200 A Alum. Busbar, Outgoing 16A SP MCB 10 KA - 6 Nos, [Panel size 800mm H x 600 mm W x 350 mm D] | 1st Day /Nos. |  | 8000 | 8000
11-1-26. | 63/100 A Four Pole Moulded Case Circuit Breaker with spreader terminal and indication lamp mounted on cubical panel with complete proper termination . | 1st Day /Nos. |  | 885.29 | 885.29
11-1-27. | 200 A Four Pole Moulded Case Circuit Breaker with spreader terminal and indication lamp mounted on cubical panel with complete proper termination . | 1st Day /Nos. |  | 1916.5 | 1916.5
Temp. Air Conditioning Machine
11-1-28 | Hire charges for providing erecting and dismantling after use of good running condition Air Conditioning ductable type AC Machine complete with erection, gas charging etc having capacity up to 8.5 Ton | 1st day / Per Ton | 0 | 2300 | 2300
11-1-29 | Hire charges for providing , erecting and dismantling after use of good running condition 14" flexible 600 GSM,SRF duct for ductable types ac machine one as per instruction of engineer in charge. | 1st day / Per Rn.Mtr | 0 | 325 | 325
11-1-30 | Hire charges for providing, erecting and dismantling after use 1.0 / 1.5 ton window type Air-conditioning machine complete with temporary frame and fabrication work & required materials to achieve cooling temp. | 1st day / No. | 0 | 815 | 815
11-1-31 | Hire charges for providing erecting and dismantling after use of good running condition temporary wooden frame made of teakwood for proper support of provide window AC unit blocking the side openings around the unit by hard wood / plywood & placing the provided unit in approved manner complete. | 1st day | 0 | 690 | 687.5
11-1-32 | Hire charges for providing, erecting and dismantling after use portable type Air-conditioning machine complete with erection ,gas charging and required flexible duct & required drain system etc. for 0.75 /1.0 Ton per one day as per instruction of engineer in charge. | 1st day / No. | 0 | 1900 | 1900
11-1-33 | Hire charges for providing erecting and dismantling after use of good running Tower type /Split type Air-Conditioning machine complete with erection gas charging etc. (a) 1.5-2 ton for one day as per instruction of engineer. | 1st day / No. | 0 | 3500 | 3500
11-1-34 | Hire charges for providing erecting and dismantling after use of good running condition Tower type/ split type Air-conditioning machine complete with erection, gas charging etc. (b) 3/4/5 Ton for one day as per instruction of engineer. | 1st day / No. | 0 | 7000 | 7000
11-1-35-A | Hire Charges for providing 90 Ltr capacity refrigerator complete with M.S. stand if necessary connected with main switchgear & connecting earthing. | 1st day / No. | 0 | 940 | 940
11-1-35-B | Hire Charges for providing 165 Ltr capacity refrigerator complete with M.S. stand if necessary connected with main switchgear & connecting earthing. | 1st day / No. | 0 | 1190 | 1190
11-1-35-C | Hire Charges for providing 250 / 280 Ltr capacity refrigerator complete with M.S. stand if necessary connected with main switchgear & connecting earthing. | 1st day / No. | 0 | 1375 | 1375
11-1-36 | Hire charges for providing 150 Ltr. Capacity water cooler with candle type water filter & M.S. Stand with minor plumbing work, connected with main switchgear and connecting earthing. | 1st day / No. | 0 | 1100 | 1100
11-1-37. | Hire charges for Supplying and erecting 19 / 20 mm. nominal bore Medium Class M.S. Pipe down rod erected with fan clamp/hook duly painted for fan complete with necessary 24/ O.20, 3 core flexible wire with earthing and installed in proper way to ensure vibration free movement.. | Rn Mtr | 0 | 13 | 13
11-1-38. | Hire charges for Supplying and erecting ISI mark Medium class RIGID PVC /Flexible Pipes erected on/in wall or ceiling erected with necessary fittings & boxes fixed with adhesive solution & Clamps in approved manner as directed | Rn Mtr |  | 3 | 3
11-1-39. | Hire Charges for Providing,erecting &,commissioning & dismantling AHU(Air Handling Unit) for circulating air as part of air conditioning system upto 34 ton i.e four units of 8.5 ton. | 1st day / No. |  | 15000 | 15000
11-1-40a | Hire charges for LED Flood Light Fittings with High Power White LEDs wattage of 1 Watt and above assemble on single MCPCB, efficiency more than 130 Im/w and corrosion free high pressure dia cast aluminum housing with smooth finish powder coated and hit sink extruded aluminum with diffuser and Polycarbonate optics/lenses with company mark/name engraved or embossed 120 to 300 V, Power factor more than 0.95, THD<10%, CCT 5000 K to 5700K, Uniformity ratio >0.45, Luminaire efficiency > 85 Lumens/Watt, LED driver efficiency >85%. CREE/OSRAM/PHILLIPS Lumileds /NICHIA/SEOUL/BridgeLux(U.S.A) make LED used for luminaire. (Each fitting required LM-79 & LM-80 Certificates) (B) Flood Light (IP-65), Surge -4KV ( e ) Above 150 watts to 240 watts Cat-III | 1st day / No. |  | 1162 | 1162
11-1-40b | ( e ) Above 100watts to 120 watts Cat-III | 1st day / No. |  | 780 | 780
11-1-40c | ( e ) Above 70 watts to 90 watts Cat-III | 1st day / No. |  | 655 | 655
11-1-41. | Hire charges for providing & dismantling earth pit of minimum bore dia.150mm size approved make Earthing Electrode consisting Pipe-in-Pipe Technology as per IS 3043-1987 made of corrosion free G.I.Pipes having Outer pipe dia of 50mm having 80-200 Micron galvanizing, Inner pipe dia of 25 mm having 200-250 Micron galvanizing, connection terminal dia of 12mm with constant ohmic value surrounded by highly conductive compound with high charge dissipation suitable for following type of applications(a) For Electrical Installation up to 440V in normal soil Length of pipe - 1 Mtr Back filling compound - 1 Nos Bag of 15 Kg. | 1st day / No. |  | 750 | 750
11-1-42. | Hire charges for providing erecting and dismantling after use of good running condition Industrial Air Cooler With Water filling erected as per instruction of engineer-in -charge | 1st day / No. | 0 | 2250 | 2250
Chapter 11.2 / Diesel Generator Set
11-2-1 | Hire charges for 240V A.C generating set following capacity with necessary fuel, mains, switchgears & accessories complete running on load / no load as per requirement. With transportation charges up to 30 kms..
| [A] 1 KVA to 2 KVA | 1 St.Day./no | 0 | 1090 | 1090
| [B] 3 KVA to 10KVA | 1 St.Day./no | 0 | 4700 | 4700
11-2-2 | Hire charges for440V A.C generating set following capacity with necessary fuel, mains, switchgears & accessories complete running on load / no load with acoustic sound proof enclosure etc as per requirement. With transportation charges up to 30 kms.
| [A] 3 KVA to 10KVA | 1 St.Day./no | 0 | 4700 | 4700
| [B] 11 KVA to 25 KVA ( excluding 25 KVA) | 1 St.Day./no | 0 | 5150 | 5150
| [C] 25 KVA to 40 KVA | 1 St.Day./no | 0 | 7500 | 7500
| [D] 50/62.5 KVA | 1 St.Day./no | 0 | 9000 | 9000
| [E] 75 KVA to 100 KVA | 1 St.Day./no | 0 | 18000 | 18000
| [F] 125 KVA | 1 St.Day./no | 0 | 24000 | 24000
| [G] 250 KVA | 1 St.Day./no | 0 | 38000 | 38000
11-2-3 | Hire charges for providing, erecting, and dismantling after use Flexible PVC insulated multistrand multi core 1.1 kv grade lSl marked copper wires for sound system of following size.
| a).2 5 Sq.mm 3 core round l PVC sheathed | Mtr | 0 | 26.25 | 26.25
| b).4.0 Sq mm 3 core round PVC sheathed | Mtr | 0 | 41.25 | 41.25
Temp. LED Screen & Videography items
11-3-1. | Hire charges for Providing ,Erecting and dismantling,after use of good running for Outdoor LED screen with necessary suitable structure,back support,wiring with Optical fibre cables with standby arrangement from LED panel to console & necessary switchgear ,ELCB & earthing etc.LED screen having a P4.8 or latest updated module & having a each block of uniform size as suitable for site requirement with minimum refresh rate of 3000MHZ and IP65 protection and brightness >= 5000 Cd/m2 as per requirement on site as per direction of engineer in charge.
11-3-1a. | (a) With truss Structure | 1 St.Day. /sq.ft | 0 | 625 | 625
11-3-1b. | (b) with metal/wooden structure | 1 St.Day. /sq.ft | 0 | 550 | 550
11-3-2. | Hire charges for Providing ,Erecting and dismantling,after use of good running for indoor LED screen with necessary suitable structure,back support,wiring with optical fibre cables with standby arrangement from LED panel to console & necessary switchgear ,ELCB & earthing etc.LED screen having a P4.8 or latest updated module & having a each block of uniform size as suitable for site requirement with minimum refresh rate of 1920MHZ,and IP54 protection,as per requirement on site as per direction of engineer in charge.
11-3-2a | (a) With truss Structure | 1 St.Day. /sq.ft | 0 | 575 | 575
11-3-2b. | (b) with metal/wooden structure | 1 St.Day. /sq.ft | 0 | 500 | 500
11-3-3. | Hire charges for Providing ,Erecting and dismantling,after use of good running for DTH system having enough size disc for receiving digital signal and set up box as required for programme complete with good quality interconnecting wires and necessary top up recharge( Tata Sky, Airtel, Dish TV, etc...) | 1 St.Day. | 0 | 1000 | 1000
11-3-4. | Hire charges for Providing ,Erecting and dismantling,after use of good running for jimmy jib motorized crane of length as per site requirement with necessary mechanical safety and competent operating person with HD SONY or equivalent make camera as per direction of engineer in charge | 1 St.Day/Job. | 0 | 20200 | 20200
11-3-5. | Hire charges for watch out software with multiple layered playback system having a latest licensed software version and media servers with multiple outputs and accessories with backup servers. | 1 St.Day/job. | 0 | 150000 | 150000
11-3-6. | Hire charges for laying armoured optical fiber cable as per direction of engineer incharge | 1 St.Day/mtr. | 0 | 25 | 25
11-3-7. | Hire charges with WiFi unit wireless IP HD camera as per direction of engineer in charge. | 1 St.Day/job. | 0 | 20000 | 20000
11-3-8. | Hire charges for OB van With necessary wired and wireless IP base HD camera with necessary lenses. OB Van having required capacity of diesel generator, mixers, monitors,with suitable converters and processors with satellite connectivity. | 1 St.Day/job. | 0 | 175000 | 175000
11-3-9. | Charges for Making digital video " takhti" with necessary music,graphics,special effects,voice and editing as per instruction | Per Job | 0 | 20000 | 20000
11-3-10. | Hire charges for Providing ,Erecting and dismantling,after use of good running Condition for digital projector with spring loaded wire , wire screen connected with necessary mains switch gears & maintaining the same during function. (A) lum.4500lm or higher Digital input ,control input, memory input, audio input etc. | 1 St.Day./no | 0 | 5000 | 5000
11-3-11. | Hire charges for providing, erecting and dismantling after use of good running for HD Digital Video Recording (3CCD) approved make Cameras for receiving and general shoots with competent authorized person (each camera) as per direction of Engineer-in-charge)with all cabling as site requirement | 1 St.Day. / Job | 0 | 15150 | 15150
11-3-12. | Hire charges for providing, erecting and dismantling after use of good running for Live Black magic HD digital Set up for mixing as per direction of Engineer-in-charge)with all cabling as site requirement | 1 St.Day. / Job | 0 | 50500 | 50500
11-3-13. | Hire charges for providing, erecting and dismantling after use of good running for High resolution on-line DVD making system and Digital Video recording set-up and providing DVDs as per Function requirement as per direction of Engineer - in -charge) | 1 St.Day. / Job | 0 | 3500 | 3500
11-3-14. | Hire charges for providing, erecting and dismantling after use of good running for HD ON LINE RECORDER and Digital Video recording set-up and providing DVDs as per Function requirement as per direction of Engineer - in -charge) | 1 St.Day. / Job | 0 | 10100 | 10100
11-3-15. | Hire charges for providing, erecting and dismantling after use of good running for 42"LED TV complete with necessary suitable cables as per requirement on site as per direction of Engineer - in - charge ) | 1 St.Day. / Job | 0 | 6000 | 6000
11-3-16. | Hire charges for providing, erecting and dismantling after use of good running for 52"/55" LED TV complete with necessary suitable cables as per requirement on site as per direction of Engineer - in -charge) | 1 St.Day. / Job | 0 | 7000 | 7000
Temp. Stage light & Truss System
11-4-1. | Hire charges for Providing erecting commissioning & Dismantling after use of temporary lighting as per instruction of Engineer in charge. The Stage Lighting consisting of Following with necessary stand by equipments in case of failure.
Lighting Equipment.
| (a) 1000 Watts 240 Volts Par Lights 200 Nos. (b) 54x3W RGBW IP-67 (Cree or Osram Chip) LED Par Lights - 200 Nos. (c) Moving Head 20R ( Beam, Spot, Wash) 3-in-1 Hybrid - 40 Nos. (d) Moving Head Sharpy (Beam) - 20 Nos. (e) LED Moving Head Wash - 24 Nos (f) Hazers - 8 Nos. (g) City colours 2500 Watts Lights - 8 Nos. (h) Follow Lights 2500 Watts - 4 Nos. (I) Control Dimmer - 8 Nos. (j) Sky Trackers - 4 Nos. (k) Fog Machine - 4 Nos. (l) Audience Blinder (4-eye) - 12 Nos. | 1 St.Day./no |  | 1555400 | 1555400
11-4-2. | Hire charges for Providing trussing for stage lighting as per instruction of event manager or engineer in charge it consisting of following.
| Front and back Truss Sections - Total 240(120+120) feet Left & Right side Truss Sections- Total 120(60+60) feet 6 nos . Ground supports Towers. 2 Nos . front to back triangular sections. 6 nos CM Load star motor chain hoist. With necessary shekels belts, safety pins locks as per requirements. | 1 St.Day./no |  | 444400 | 444400
Temp Sound System
11-5-1. | Hire charges for providing, erecting, Operating and dismantling the sound system consisting of following items duly cored with copper core (For one day) (a) 250W Audio Amplifier, 55A, 250W - 1 No. (b) High performance CD/DVD player and laptop- 1 No. (c) Horns with Units & matching transformer - 6 Nos. (d) 15" Speaker box two way 1000 watt - 4 Nos. (e) Microphone (shure/sennhieser) - 4Nos (f) Microphone Stand DGN - 4 Nos. (g) Cord wire with necessary cabling . (h) Voltage Stabilizer 3 KVA - 1 No. (i) 12V Battery - 1 No. (j) Cordless Microphone - 1 No. (K) Audio mixer 8/12/16 channel- 1 No. (L)Stage monitor- 2 Nos | 1st Day/ Job | 0 | 13750 | 13750
11-5-2. | Hire Charges providing, erecting, Operating and dismantling the sound system consisting of following items duly cored with core (For one days) 1. Power Amplifier QSC RM X 24500 - 8 Nos. 2. 250W Audio Amplifier SSA-250W - 6 nos. 3. 500W EM Booster SPA 5000 EM Booster - 2 nos. 4. High performance CD/DVD player and laptop- 1 No. 5. Horn with units and matching transformer 8.45+1100=1945 - 12 nos. 6. Cabinet Speaker with Hooper 5W x 650W - 20 nos. 7. Microphone Shoes SM 58 - 16 nos. 8. Microphone Stand (a) DGT 10 X 525.00 = 5250 - 1 Nos. (b) DGN 6 X 855 = 5130 - 6 Nos. 9. Voltage Servo Stabilizer 4KVA & UPS - 3 nos. 10. Battery - 2 nos. 11. Audio Mixer 24/32 Channel - 1 nos. 12.DI Box-8 nos. Effect Processor -1 no. 13. Cord less microphone - 1 nos. 14. Button Mike - 1 nos. 15.Crossover & equilizer-1 no 16.Stage monitor- 2 Nos 17.necessary mic wire with cabling. | 1st Day / Job | 0 | 99000 | 99000
11-5-3. | Hire charges for providing, erecting, testing & commissioning public address system / cultural programme 2 pair 3 way sound system having proper distribution of sound through out the fixed area comprising of the following (For one day) (1) Mid Top (15" inch speaker & 2 inch HF) 1000 watt - 8 Nos. (2) Base speaker (18" inch speaker) 10000 watt - 8Nos. (3) Power amplifier (QSC RMX2450) - 8 Nos. (4) Stage Monitor (500 Watt) - 4 Nos.&Side Fills Monitor(1000w)-2nos (5) Effect processor - 1 No (6) Active Cross over - 1 No. (7) Hand cordless Microphone - 3 Nos. (8) Microphone (SM58) - 10 Nos. (9) Microphone (SM57) - 5 Nos. (10) Audio Link 32 channel - 1 No (11) Microphone Stand - 15 Nos. (12) 24 channel audio mixer - 1 No. (13) CD & DVD player with Recorder / Pen Driver & laptop- 1 No. (14) 5 KVA Voltage Stabilizer - 1 No. with suitable Battery backup. | 1st Day/ Job | 0 | 200860 | 200860
11-5-4. | Hire Charges for providing erecting operating and dismantling the sound system consisting of following items duly Cored with copper Core. (For One days) (a) One No Audio amplifier up to 250W suitable for reproduction of sound (b) One No. DVD Player as per demand (c) Two No. Horn / Speaker with necessary matching transformer if required (d) Three Nos high sensitive Microphones of good quality with stand and cord Core of good quality (e) One No voltage stabilizer (f) One No. 12/24 V Battery (as a stand by) | 1st Day / Job | 0 | 3000 | 3000
11-5-5. | Hire charges for providing, erecting, testing & commissioning public address system / cultural programme 4 pair 3 way sound system having proper distribution of sound through out the fixed area comprising of the following (For one day) (1) Mid Top (15" inch speaker & 2 inch HF) 1000 watt - 12 Nos. (2) Base speaker (18" inch speaker) 10000 watt - 12 Nos. (3) Power amplifier (QSC RMX2450) - 12 Nos. (4) Stage Monitor (500 Watt) - 4 Nos. (5) Side Monitors (1000 Watt) - 2 Nos. (6) Effect processor - 1 No (7) Active Cross over - 1 No. (8) Equilizer (31 Bnd.) - 1 No. (9) Hand cordless Microphone - 4 Nos. (10) Microphone (SM58) - 12 Nos. (11) Microphone (SM57) - 6 Nos. (12) Audio Link 32 channel - 1 No (13) Microphone Stand - 18 Nos. (14) 24 channel audio mixer - 1 No. (15) CD & DVD player with recorder / Pen Driver - 1 No. (16) Laptop - 1 No. (17) 5 KVA Voltage Stabilizer - 1 No.with suitable Battery backup. | 1st Day / Job | 0 | 337150 | 337150
11-5-6. | Hire charges for providing, erecting, testing & commissioning public address system 6 to 8 pair 3 way Flying sound system having proper distribution of sound through out the fixed area comprising of the following for 1.0 to 1.5 lakh sq.feet dome area. (For one day) (1) RCF HDL20 / JBL VRX - 2 WAY TOPS – 16 to 20 Nos. (2) RCF / JBL Dual 18 Inch Sub Woofers - 6 Nos. (3) 32 Channel Digital Console Inbuilt Effect Processor - 31 Band Equalizer - High Performance Pre Amp (Midas M32 / Behringer X32 or Equivalent) - 1 Nos. (4) Backup / Stand by console – 1no ( Same or Equivalent Configuration Required) (5) Stage Monitors (800 Watt) - 4 Nos.(JBL VRX 915/ RCF V35/ JBL SRX 712 or Equivalent) (6) Side Fill Monitors (1000 Watt) - 2 Nos. ( JBL / BNC/ RCF or Equivalent) - 2 Nos. (7) Active Cross Over - 1 Nos. (8) Microphones with Stand (Shure / Sennheiser or Equivalent) - 22 Nos. (9) DI Box ( Behringer/ BSS/ Radial) - 8 Nos. (10) Cordless Microphones (Shure / Sennheiser or Equivalent) - 4 Nos. (11) Audio Link 32 Channel - 1 Nos. (12) High Performance CD/DVD Player /Laptop - 1 Nos. (13) 3 KVA UPS - 1 Nos. (14) 1 KVA UPS – 2Nos. (15) 2 Way Speakers – 4to6 Nos for Stand By System. | 1st Day/job | 0 | 750000 | 750000
11-5-7. | Hire charges for providing, erecting, testing & commissioning public address system 6 to 8 pair 4 way/ 3 way Flying sound system having proper distribution of sound through out the fixed area comprising of the following for 1.5 to 2.5 lakh sq.feet dome area. (For one day) (1) EAW KF740 / JBL VTX V20/RCF HDL20 / JBL VRX – 3WAY/2 WAY TOPS – 24to 36 Nos. (2) RCF / JBL Dual 18 Inch Sub Woofers - 6 Nos. (3) 32/48 Channel Digital Console Inbuilt Effect Processor - 31 Band Equalizer - High Performance Pre Amp (Midas M32 / Behringer X32 or Equivalent) - 1 Nos. (4) Backup / Stand by console – 1no ( Same or Equivalent Configuration Required) (5) Stage Monitors (800 Watt) - 4 Nos.(JBL VRX 915/ RCF V35/ JBL SRX 712 or Equivalent) (6) Side Fill Monitors (1000 Watt) - 2 Nos. ( JBL / BNC/ RCF or Equivalent) - 2 Nos. (7) Active Cross Over - 1 Nos. (8) Microphones with Stand (Shure / Sennheiser or Equivalent) - 22 Nos. (9) DI Box ( Behringer/ BSS/ Radial) - 8 Nos. (10) Cordless Microphones (Shure / Sennheiser or Equivalent) - 4 Nos. (11) Audio Link 32 Channel - 1 Nos. (12) High Performance CD/DVD Player /Laptop - 1 Nos. (13) 3 KVA UPS - 1 Nos. (14) 1 KVA UPS – 2Nos. (15) 2 Way Speakers – 4to6 Nos for Stand By System | 1st day/job | 0 | 1250000 | 1250000
11-5-8. | Hire charges for providing, erecting, testing & commissioning public address system 6 to 8 pair 4 way/ 3 way Flying sound system having proper distribution of sound through out the fixed area comprising of the following for 2.5 to 4.0 lakh sq.feet dome area.. (For one day) (1) EAW KF740 / JBL VTX V20/RCF HDL20 / JBL VRX – 3WAY/2 WAY TOPS – 36 to 50 Nos. (2) RCF / JBL Dual 18 Inch Sub Woofers - 6 Nos. (3) 32/48 Channel Digital Console Inbuilt Effect Processor - 31 Band Equalizer - High Performance Pre Amp (Midas M32 / Behringer X32 or Equivalent) - 1 Nos. (4) Backup / Stand by console – 1no ( Same or Equivalent Configuration Required) (5) Stage Monitors (800 Watt) - 4 Nos.(JBL VRX 915/ RCF V35/ JBL SRX 712 or Equivalent) (6) Side Fill Monitors (1000 Watt) - 2 Nos. ( JBL / BNC/ RCF or Equivalent) - 2 Nos. (7) Active Cross Over - 1 Nos. (8) Microphones with Stand (Shure / Sennheiser or Equivalent) - 22 Nos. (9) DI Box ( Behringer/ BSS/ Radial) - 8 Nos. (10) Cordless Microphones (Shure / Sennheiser or Equivalent) - 4 Nos. (11) Audio Link 32 Channel - 1 Nos. (12) High Performance CD/DVD Player /Laptop - 1 Nos. (13) 3 KVA UPS - 1 Nos. (14) 1 KVA UPS – 2Nos. (15) 2 Way Speakers – 4to6 Nos for Stand By System | 1st Day/job | 0 | 1750000 | 1750000
11-5-9. | Additional Mid Top (15" inch Speaker&2" HF) 1000 watt | 1 St.Day./NO | 0 | 5400 | 5400
11-5-10. | Additional Base speaker (18"Speaker) 1000 Watt | 1 St.Day./NO | 0 | 2400 | 2400
11-5-11. | Additional Flying 2 Way Top (10 Inch Speakers and 2 HF) | 1 St.Day./NO | 0 | 9000 | 9000
11-5-12. | Additional Flying 3 Way Top (10/12/15 Inch Speakers and 2 HF) | 1 St.Day./NO | 0 | 12000 | 12000
11-5-13. | Additional Power Amplifiers ( QSC RMX 2450) | 1 St.Day./NO | 0 | 3240 | 3240
11-5-14. | Additional cordless microphone, | 1 St.Day./NO | 0 | 960 | 960
11-5-15. | Additional collar / Button Mike | 1 St.Day./NO | 0 | 600 | 600
11-5-16. | Additional Microphone | 1 St.Day./NO | 0 | 240 | 240
11-5-17. | Additional Horn with units and matching transformer 8.45+1100=1945 | 1 St.Day./NO | 0 | 240 | 240
11-5-18. | Additional Cabinet Speaker with Hooper 5W x 650W | 1 St.Day./NO | 0 | 240 | 240
11-5-19. | Hire charges for providing and erecting the Iron Scaffold towers of size 5' x 5'-0" x 25'-0" (High) with necessary supports and cross arms with necessary accessories as per requirement on site for erection of horns and halogen fittings as directed (For Two Days) | 1 St.Day./Job | 0 | 12000 | 12000
11-5-20. | Hire charges for Bamboos to be erected as directed up to length 5-0 mtr. (including Transportation) | 1 St.Day./Job | 0 | 30 | 30
11-5-21. | Hire charges for providing, erecting approved make 3.5KVA Inverter cum UPS system with operating capacity for input 160-270 V AC & inverter having output 230V 50Hz AC with 4 NOS 160 AH suitable voltage SMF batteries FOR 4 HRS BACKUP.. | 1 St.Day./NO | 0 | 4350 | 4350
11-5-22. | Hire charges for providing, erecting, Operating and dismantling the sound system for State Level Cultural Mega Event. Main Stage Front House Sound system shall consist of Eight pairs of line array tops, accompanied by subs as prescribed by manufacturer. (1) The array tops shall consist of dual 15" / 12” Transducers of 1200 watts for low / low mid frequency, Four 8" transducers of 600 watts for reproduction of mids and two or three compression drivers couples to horns of 300 watts for reproduction of high frequency- L acoustics K2, Nexo STM, Das Aero 50, RCF-TT-55A, JBL Vertec-4889, EAW KF740 Only 90000 Watt Front of House 8 Pair (16 Nos.) (2) 2000 Watt with dual 18" Transducers for reproduction of Sub Woofers L Acoustics KS28, JBL 4880A, RCF 8006AS, EAW SB 1002/2001 Only. Front of House 6 Pair (12 Nos.) (3) Digital Mixing Console - Digi Design Venue SC48, Sound Craft VI-3000, DIGICO SD10, YAMAHA-CL5. (4) Stage Monitors (JBL VRX 915/ RCF V35/ JBL SRX 712 or Equivalent) 8 Nos. (5) Side Fill Monitors ( JBL / BNC/ RCF or Equivalent) - 2 pair 3 way . (6) Cordless Microphones - 6 Nos. (7) Delay Stack shall consist of six pair Flying Line Array accompanied by prescribed no of Sub's Homogeneity in brands is compulsory Approx 50000 Watts. - 2 Nos. | 1 St.Day./job | 0 | 1850000 | 1850000
11-5-23. | Hire Charges for providing, erecting, operating and dismentalling the sound system consisting of following items duly covered with copper core [For One Days] 1. 250W Audio Amplifier 55A 250W - 3 Nos. 2. Horns with Units & matching transformer - 6 Nos. 3. 12” Speaker box two way VS 300 - 4 Nos. 4. Microphone SM 58 - 6 Nos. 5. Microphone stand DGN - 6 Nos. 6. Tape recorder / CD play with C.D. - 1 No. 7. Voltage Stabilizer 3KVA - 1 No. 8. Cordless Microphone - 1 No. | 1stday/job | 0 | 31500 | 31500
11-5-24. | Hire Charges for providing, erecting, operating and dismentalling the sound system consisting of following items duly covered with copper core [For One Days] 1. Power Amplifier QSE RM x 24500 - 4 Nos. 2. 250W Audio Amplifier SSA - 250W - 2 Nos. 3. 500W EM Booster SPA 5000 EM Booster - 2 Nos. 4. Tape Recorder / CD Player with CD - 2 Nos. 5. Horn with units and matching Transformer 845 + 1100 = 1945 - 6 Nos. 6. Cabinet speaker with woofer 5W x 650W - 8 Nos. 7. Microphone shure SM 58 - 8 Nos. 8. Microphone Stand (a) DGT 10 x 525.00 = 5250 - 2 Nos. (b) DGN 6 x 855 = 5130 - 6 Nos. 9. Voltage Servo Stabilizer 4 KVA - 1 Nos. 10. Audio Mixer 16 Channel - 1 No. 11. Effect Processor - 1 No. 12. Cord less microphone - 1 No. | 1st Day/job | 0 | 57750 | 57750
11-5-25 | Hire charges for providing, erecting, testing & commissioning, operating, and dismentalling of Main Console System for public address system for PM / PRESIDENT / VVIP FUNCTION Digital Mixing Console, DIGI Design Venus SC-48 / DIGICO SD10, ALLEN & HEALTH D LIVE 7000, SOUND CRAFT VI 3000 , YAMAHA CL-5 - 2Nos. FOH & MOH Splitter(MIDAS DL431/ARX/WORLDWIND )-2 Nos for Stand by Console-1 Nos. Stage Monitors - 800 Watts -(JBL / VRX 915 / RCF V35 / JBL SRX 712 or Equi.) - 6 Nos. Side Files Monitors (100-200 Watts ) - JBL /BNC / RCF OR Equi - 2 Nos. Mixer, Line out with Monitors (100-200 Watts ) - JBL /BNC / RCF or Equi. - 2 Nos. for Green Room area dome Active Crossover - 2 Nos. Microphone with stand ( SHURE / SENNIHEIZER OR Equi) - 22 Nos Podium Microphones ( SHURE / SENNIHEIZER / DPA ) - 6 Nos. DI BOX ( BEHRINGER / BSS / RADIAL ) - 8 Nos. Cordless Microphones - ( SHURE / SENNIHEIZER OR EQUIVELENT ) - 04 Nos AUDIO LINK 32 CHANNEL - 1 NOS. High Performance CD/DVD player- 1 No., Laptop with AV in-output 1 No. for Recording and playing. 3 KVA UPS - 2 NOS. , & 1 KVA UPS - 3 NOS. 2 WAY Speakers for stand by system run on UPS - 4 Nos. Rates are for One day of Working and one day before testing (Not including Rehearsal) |  | 0 | 325000 | 325000
11-5-26 | Hire charges for providing, erecting, testing & commissioning, operating, and dismentalling of main PA System for public address system for PM / PRESIDENT / VVIP Function L ACOUSTIC / MEYER SOUND / D&B AUDIOTECHNICA / JBL / EAW - 3 WAY TOPS - Pair of Six Nos. and SUB WOOFERS - Pair of 3 Nos. Power Amplifier - 12Nos. for Above L ACOUSTIC/ JBL / EAW / D&b / RCF HDL 20 / 2 WAY 1000 WATT FOR CENTRE FILL - 4 Tops with necessary Amplifiers. All necessary truss, control power conditioner protection panels, signal wiring with enough spare wires/cables with safe guard protection. Rates are for One day of Working and one day before testing (Not including Rehearsal) |  | 0 | 500000 | 500000
11-5-27 | Hire charges for providing, erecting, testing & commissioning, operating, and dismentalling of PAIR OF DE:AY STACK for public address system for PM / PRESIDENT / VVIP FUNCTION RCF HDL 20 / JBL VRX / L ACOUSTIC / MEYER SOUND / D&B AUDIOTECHNICA / JBL / EAW - 2 WAY OR 3 Way Tops - pair of 3/4 Nos. Power Amplifiers - 3 NOS NECESSARY AMPLIFIER POWER SUPPLY PANNEL - 1 NOS All necessary truss, control power conditioner protection panels, signal wiring with enough spare wires/cables with safe guard protection. Rates are for One day of Working and one day before testing (Not including Rehearsal) |  | 0 | 125000 | 125000
11-5-28 | Hire charges for providing, erecting, testing & commissioning, operating, and dismentalling of Sound Console system for public address system for CM/ VVIP FUNCTION 32 Channel Digital Console in built effect processor, 3I Band Equalizer , High performance, PRE AMP (MIDAS M32 / BERHINGER X32 OR EQUIVELENT ) - 1 NOS. Stage Monitors- 800 Watts (JBL / VRX 915 / RCF V35 / JBL SRX 712 OR EQUIVELENT) - 4 Nos. Side fills Monitors-100 WATTS (JBL /BNC / RCF OR EQUIVELENT) - 2 Nos. Active Crossover - 1 Nos. Microphones with stand (SHURE / SENNIHEIZER OR EQUIVELENT ) - 22 Nos DI BOX ( BEHRINGER / BSS / RADIAL ) - 8 Nos. High Quality Cordless microphones-(SHURE / SENNIHEIZER or equivalent.) - 04 Nos Audio Link 32 Channel - 1 Nos. High Performance CD/DVD player- 1 No., Laptop with AV in-output 1 No. for Recording and playing. 2 KVA UPS - 2 Nos. All necessary, control, signal wiring with enough spare wires/cables with safe guard protection. Rates are for One day of Working and one day before testing (Not including Rehearsal) |  | 0 | 200000 | 200000
11-5-29 | Hire charges for providing, erecting, testing & commissioning, operating, and dismentalling of public address system for CM/ VVIP FUNCTION RCF HDL 20 / JBL VRX - 2 WAY TOPS - Pair of 6 Nos. RCF 8006 AS SUBS / JBL DUAL 18' SUB WOOFER - Pair of 3 Nos. POWER AMLIFIER - 12 NOS RCF HDL 20 / 2 WAY 1000 WATT FOR CENTRE FILL - 4 TOPS NECESSARY AMPLIFIER POWER SUPPLY PANNEL - 3 NOS All necessary truss, control, signal wiring with enough spare wires/cables with safe guard protection. Rates are for One day of Working and one day before testing (Not including Rehearsal) |  | 0 | 300000 | 300000